{"text_format":"1","workbook":"xlsx","n_sheets":11,"sheets":["Selection","Tmax settings","ACS850_ACSM1_ACQ810","ACS880-01_04","ACS880-11_14","ACS880-31_34","ACS580-01_04","ACH580-01_04","ACQ580-01_04","ACH580-31_34","ACQ580-31_34"],"not_rendered":{"charts":0,"images":7,"macros":1,"external_links":0,"defined_names":93,"comments":0,"pivot_tables":0},"unopened":[],"bounds":{"document_bytes":16777216,"sheet_cells":100000,"rows_first":2000,"rows_last":500,"rows_between":2000,"halvings":0,"cell_chars":16384,"cell_head_chars":4096},"cells_cut":0,"cells_raw":0,"read":"whole","date_system":"1900"}

{"sheet":"Selection","index":0,"n_rows":7,"n_cols":7,"rows_kept":7,"cut":false,"hidden":false,"merged":[]}
[]
["Product family",null,"Product type","Auxiliary voltage","Part"]
[]
[]
[]
[]
["Drive:","Aux. Contr. Volt.:","Part category:","Part type:","Part:","Qty:","Remarks:"]

{"sheet":"Tmax settings","index":1,"n_rows":61,"n_cols":17,"rows_kept":61,"cut":false,"hidden":false,"merged":[]}
[]
[]
[null,null,null,null,null,null,null,null,null,null,null,null,null,null,null,null,"ACS800 MCB:t ja MCCB:t taulukosta \"ACS800 mains cable fuses and circuit breakers\""]
[null,null,null,null,null,null,null,null,null,null,null,null,null,null,null,null,"ACS800 Nsin filtterit katalogista"]
[]
[]
[]
[]
[]
[]
[]
[]
[]
[]
[]
[]
[]
[]
[]
[]
[]
[]
[]
[]
[]
[]
[]
[]
[]
[]
[]
[]
[]
[]
[]
[]
[]
[]
[]
[]
["Relase and Tmax frame size"]
[null,"Electronic release PR22x must be used"]
[null,"Only the recommended Tmax frame size is allowed to be used"]
[]
["Settings"]
[null,"I1","I1*In >=Icntmax"]
[null,"t1","3s, if not mentioned otherwise"]
[null,"If S and I functions are alternative the I-function must be used"]
[null,"I3","3x"]
[null,"If bigger release than the recommended is used then smaller I-factor must be used to have the same RMS level (three times the nominal current (In) of the release unit)"]
[]
["Example"]
[null,"For Tmax T4 recommended release type is 250A, but 320A release module is used"]
[null,"The L-factor must have value 0.8 (250/320=0.78)"]
[null,"The I-factor must have value 2.5 (3*250/320=2.34)"]
[]
["Installation and placement"]
[null,"Follow instructions given by circuit breaker manufacturer on assembly conditions. Make sure that escaping hot ionised gases don't cause harm."]
[]
["Loadability"]
[null,"Follow instructions given by circuit breaker manufacturer on loadability under actual conditions."]

{"sheet":"ACS850_ACSM1_ACQ810","index":2,"n_rows":170,"n_cols":173,"rows_kept":170,"cut":false,"hidden":false,"merged":[[2,3,2,4],[2,106,2,109],[2,81,2,93],[2,66,2,80],[2,94,2,105],[2,26,2,41],[2,5,2,25],[2,161,2,172],[2,119,2,148],[2,42,2,65],[2,110,2,118],[2,149,2,153],[2,154,2,158],[2,159,2,160]]}
[null,null,null,"Supply cables",null,"Supply cable fuses (gG)",null,null,null,null,null,null,null,null,null,null,null,null,null,null,null,null,null,null,null,null,"Supply cable fuses (aR)",null,null,null,null,null,null,null,null,null,null,null,null,null,null,null,"Supply cable fuses (UL)",null,null,null,null,null,null,null,null,null,null,null,null,null,null,null,null,null,null,null,null,null,null,null,"DC connection fuses (aR)",null,null,null,null,null,null,null,null,null,null,null,null,null,null,"Miniature circuit breakers (MCB) for max. 400V supply",null,null,null,null,null,null,null,null,null,null,null,null,"Miniature circuit breakers (MCB) for max. 500V supply",null,null,null,null,null,null,null,null,null,null,null,"Limiters for S800 series MCB's",null,null,null,"Moulded case circuit breakers (MCCB)",null,null,null,null,null,null,null,null,"Main Contactor",null,null,null,null,null,null,null,null,null,null,null,null,null,null,null,null,null,null,null,null,null,null,null,null,null,null,null,null,null,"du/dt filters (IP22)",null,null,null,null,"du/dt filters (IP54)",null,null,null,null,"du/dt filters (IP00)",null,"Braking resistors"]
[]
["Type",null,"Current rating","Mains Cables",null,"gG Fuses",null,null,null,null,null,null,null,null,null,null,null,null,null,null,null,null,null,null,null,null,"aR Fuses",null,null,null,null,null,null,null,null,null,null,null,null,null,null,null,"UL Fuses",null,null,null,null,null,null,null,null,null,null,null,null,null,null,null,null,null,null,null,null,null,null,null,"aR Fuses",null,null,null,null,null,null,null,null,null,null,null,null,null,null,"Miniature circuit breakers (MCB)",null,null,null,null,null,null,null,null,null,null,null,null,"Miniature circuit breakers (MCB)",null,null,null,null,null,null,null,null,null,null,null,"Limiters",null,null,null,"Moulded case circuit breakers (MCCB)",null,null,null,null,null,null,null,null,"Contactor",null,null,null,null,null,null,null,null,null,null,null,null,null,null,null,null,null,null,null,null,null,null,null,null,null,null,null,null,null,"du/dt filters",null,null,null,null,"du/dt filters",null,null,null,null,"du/dt filters",null,"Braking resistors"]
[null,null,null,null,null,"gG","gG","gG","gG","gG","gG","gG","gG","gG","gG","gG","gG","gG","gG","gG","gG","gG","gG","gG","gG",null,null,"aR","aR","aR","aR","aR","aR","aR Fuses","aR","aR Fuses","aR","aR Fuses","aR","aR Fuses","aR","aR Fuses","UL Class T / CSA HRCI-T","UL Class T / CSA HRCI-T","UL Class T / CSA HRCI-T","UL Class T / CSA HRCI-T","UL Class T / CSA HRCI-T","UL Class T / CSA HRCI-T","UL Class T / CSA HRCI-T","UL Class T / CSA HRCI-T","UL Class T / CSA HRCI-T","UL Class T / CSA HRCI-T","UL Class T / CSA HRCI-T","UL Class T / CSA HRCI-T","UL Class T / CSA HRCI-T","UL Class T / CSA HRCI-T","UL Class T / CSA HRCI-T","UL Class T / CSA HRCI-T","UL Class T / CSA HRCI-T","UL Class T / CSA HRCI-T","UL Class T / CSA HRCI-T","UL Class T / CSA HRCI-T","UL Class T / CSA HRCI-T","UL Class L / CSA HRCI-L","UL Class L / CSA HRCI-L","L-class","aR","aR","aR","aR","aR","aR","aR","aR","aR","aR","aR","aR","aR","aR","aR","Icu = 15kA@400V","Icu = 15kA@400V","Icu = 15kA@400V","Icu = 15kA@400V","Icu = 15kA@400V","Icu = 15kA@400V","Icu = 15kA@400V","Icu = 15kA@400V","Icu = 15kA@400V","Icu = 15kA@400V","Icu = 50kA@400V","Icu = 50kA@400V",null,"Icu = 15kA@500V","Icu = 15kA@500V","Icu = 15kA@500V","Icu = 15kA@500V","Icu = 15kA@500V","Icu = 15kA@500V","Icu = 15kA@500V","Icu = 15kA@500V","Icu = 15kA@500V","Icu = 15kA@500V","Icu = 10kA@500V",null,"Icu = 100kA@400V, 50kA@500V","Icu = 100kA@400V, 50kA@500V","Icu = 100kA@400V, 50kA@500V",null,null,"Icu = 85kA@400V","Icu = 120kA@400V","Icu = 120kA@400V","Icu = 120kA@400V","Tmax Moulded Case Circuit Breaker","Icu = 100kA@400V","Tmax Moulded Case Circuit Breaker","Tmax Moulded Case Circuit Breaker","Contactor","Contactor","Contactor","Contactor","Contactor","Contactor","Contactor","Contactor","Contactor","Contactor","Contactor","Contactor","Contactor","Contactor","Contactor","Contactor","Contactor","Contactor","Contactor","Contactor","Contactor","Contactor","Contactor","Contactor","Contactor","Contactor","Contactor","Contactor","Contactor","Contactor","IP22","IP22","IP22","IP22",null,"IP54","IP54","IP54","IP54",null,"du/dt filters unprotected (IP00)","du/dt filters unprotected (IP00)","IP20","IP20","IP20","IP20","IP20","IP20","IP20","IP20","IP20","IP20","IP20"]
[null,null,"I2N",null,null,"ABB: OFAF000H6, 6A/500V, DIN000","ABB: OFAF000H10, 10A/500V, DIN000","ABB: OFAF000H16, 16A/500V, DIN000","ABB: OFAF000H20, 20A/500V, DIN000","ABB: OFAF000H25, 25A/500V, DIN000","ABB: OFAF000H32, 32A/500V, DIN000","ABB: OFAF000H40, 40A/500V, DIN000","ABB: OFAF000H50, 50A/500V, DIN000","ABB: OFAF000H63, 63A/500V, DIN000","ABB: OFAF000H80, 80A/500V, DIN000","ABB: OFAF000H100, 100A/500V, DIN000","ABB: OFAF00H125, 125A/500V, DIN00","ABB: OFAF00H160, 160A/500V, DIN00","ABB: OFAF1H200, 200A/500V, DIN1","ABB: OFAF1H224, 224A/500V, DIN1","ABB: OFAF1H250, 250A/500V,  DIN1","ABB: OFAF2H315, 315A/500V, DIN2","ABB: OFAF3H500, 500A/500V, DIN3","ABB: OFAF3H630, 630A/500V, DIN3","ABB: OFAF3H800, 800A/500V, DIN3","gG fuse is too slow for this drive","NOT DEFINED","Bussmann: 170M1569, 160A/690V, DIN000","Bussmann: 170M1572, 315A/690V, DIN000","Bussmann: 170M3817, 315A/690V, DIN1","Bussmann: 170M3819, 400A/690V, DIN1","Bussmann: 170M5810, 500A/690V, DIN2","Bussmann: 170M5811, 550A/690V, DIN2","Bussmann: 170M6810D 630A, 690V, 490 kA2s","Bussmann: 170M6812, 800A/690V, DIN3","Bussmann: 170M6812D 800A, 690V, 490 kA2s","Bussmann: 170M6814, 1000A/690V, DIN3","Bussmann: 170M6814D 1000A, 690V, 985 kA2s","Bussmann: 170M8554, 1250A/690V, DIN3","Bussmann: 170M8554D 1250A, 690V, 2150 kA2s","Bussmann: 170M8555, 1400A/690V, DIN3","Bussmann: 170M8557D 1600A, 690V,4150 kA2s","Bussmann: JJS-6, 6A/600V","Bussmann: JJS-10, 10A/600V","Bussmann: JJS-15, 15A/600V","Bussmann: JJS-20, 20A/600V","Bussmann: JJS-25, 25A/600V","Bussmann: JJS-35, 35A/600V","Bussmann: JJS-45, 45A/600V","Bussmann: JJS-50, 50A/600V","Bussmann: JJS-70, 70A/600V","Bussmann: JJS-80, 80A/600V","Bussmann: JJS-100, 100A/600V","Bussmann: JJS-125, 125A/600V","Bussmann: JJS-150, 150A/600V","Bussmann: JJS-200, 200A/600V","Bussmann: JJS-225, 225A/600V","Bussmann: JJS-250, 250A/600V","Bussmann: JJS-300, 300A/600V","Bussmann: JJS-350, 350A/600V","Bussmann: JJS-400, 400A/600V","Bussmann: JJS-500, 500A/600V","Bussmann: JJS-600, 600A/600V","Ferraz: A4BY800, 800A/600V","Ferraz: A4BY900, 900A/600V","Ferraz: A4BY1000, 1000A/600V ","Bussmann: 170M1559, 16A/690V, DIN000","Bussmann: 170M1560, 20A/690V, DIN000","Bussmann: 170M1562, 32A/690V, DIN000","Bussmann: 170M1565, 63A/690V, DIN000","Bussmann: 170M1567, 100A/690V, DIN000","Bussmann: 170M1569, 160A/690V, DIN000","Bussmann: 170M3815, 200A/690V, DIN1","Bussmann: 170M3817, 315A/690V, DIN1","Bussmann: 170M3819, 400A/690V, DIN1","Bussmann: 170M5810, 500A/690V, DIN2","Bussmann: 170M5811, 550A/690V, DIN2","Bussmann: 170M6812, 800A/690V, DIN3","Bussmann: 170M6814, 1000A/690V, DIN3","Bussmann: 170M8554, 1250A/690V, DIN3","Bussmann: 170M8557, 1600A/690V, DIN3","S 203 M-K06","S 203 M-K10","S 203 M-K13","S 203 M-K16","S 203 M-K20","S 203 M-K25","S 203 M-K32","S 203 M-K40","S 203 M-K50","S 203 M-K63","S 803 S-K80","S 803 S-K100","NOT AVAILABLE ","S 803 S-K10","S 803 S-K13","S 803 S-K16","S 803 S-K20","S 803 S-K25","S 803 S-K32","S 803 S-K40","S 803 S-K50","S 803 S-K63","S 803 S-K80","S 803 S-K100","NOT AVAILABLE","S 803 S-SCL32","S 803 S-SCL63","S 803 S-SCL125","NOT AVAILABLE","NOT AVAILABLE","T2L160 PR221DS-LS/I","T4L250 PR221DS-LS/I","T4L320 PR221DS-LS/I","T5L630 PR221DS-LS/I","ABB: 1SDA054412R1 (T5H 630 PR221DS-LS/I In=630 3p F F)","T6L800 PR221DS-LS/I","ABB: 1SDA069428R1 (T6V 800 PR221DS-LS/I In=800 3p F F)","ABB: 1SDA062770R1 (T7H 1000 PR231/P LS/I In=1000A 3p F F)","ABB: A9-30-22-80 (25A,690V 220-230V/50Hz)","ABB: A9-30-22-84 (25A,690V 110-1200V/60Hz)","ABB: A12-30-22-80 (27A,690V 220-230V/50Hz)","ABB: A12-30-22-84 (27A,690V 110-1200V/60Hz)","ABB: A16-30-22-80 (30A,690V 220-230V/50Hz)","ABB: A16-30-22-84 (30A,690V 110-1200V/60Hz)","ABB: A26-30-22-80 (45A,690V 220-230V/50Hz)","ABB: A26-30-22-84 (45A,690V 110-1200V/60Hz)","ABB: A30-30-22-80 (55A,690V 220-230V/50Hz)","ABB: A30-30-22-84 (55A,690V 110-1200V/60Hz)","ABB: A40-30-22-80 (60A,690V 220-230V/50Hz)","ABB: A40-30-22-84 (60A,690V 110-1200V/60Hz)","ABB: A50-30-22-80 (100A,690V 220-230V/50Hz)","ABB: A50-30-22-84 (100A,690V 110-1200V/60Hz)","ABB: A75-30-22-80 (125A,690V 220-230V/50Hz)","ABB: A75-30-22-84 (125A,690V 110-1200V/60Hz)","ABB: A110-30-22-80 (160A,690V 220-230V/50Hz)","ABB: A110-30-22-84 (160A,690V 110-1200V/60Hz)","ABB: A145-30-22-80\n(250A,1000V 220-230V/50Hz)","ABB: A145-30-22-84\n(250A,1000V 110-120V/60Hz)","ABB: A185-30-22-80\n(275A,1000V 220-230V/50Hz)","ABB: A185-30-22-84\n(275A,1000V 110-120V/60Hz)","ABB: A210-30-22-80\n(350A,1000V 220-230V/50Hz)","ABB: A210-30-22-84\n(350A,1000V 110-120V/60Hz)","ABB: A300-30-22-80\n(450A,1000V 220-230V/50Hz)","ABB: A300-30-22-84\n(450A,1000V 110-120V/60Hz)","ABB: AF400-30-22-70\n(600A,1000V 100-250V/50-60Hz)","ABB: AF460-30-22-70\n(700A,1000V 100-250V/50-60Hz)","ABB: AF580-30-22-70\n(800A,1000V 100-250V/50-60Hz)","ABB: AF750-30-22-70\n(1050A,1000V 100-250V/50-60Hz)","NOCH0016-62","NOCH0030-62","NOCH0070-62","NOCH0120-62","NOT AVAILABLE","NOCH0016-65","NOCH0030-65","NOCH0070-65","NOCH0120-65","NOT AVAILABLE","ABB Drives: FOCH0610-70","ABB Drives: FOCH0875-70","JBR-01","JBR-03","JBR-04","JBR-05","JBR-06","JBR-09","SAFUR90F575","SAFUR80F500","SAFUR125F500","SAFUR200F500","SAFUR210F575","NOT AVAILABLE"]
[null,"Frame",null,null,null,"230/115","230/115","230/115","230/115","230/115","230/115","230/115","230/115","230/115","230/115","230/115","230/115","230/115","230/115","230/115","230/115","230/115","230/115","230/115","230/115",null,"230/115","230/115","230/115","230/115","230/115","230/115","230/115","230/115","230/115","230/115","230/115","230/115","230/115","230/115","230/115","230/115","230/115","230/115","230/115","230/115","230/115","230/115","230/115","230/115","230/115","230/115","230/115","230/115","230/115","230/115","230/115","230/115","230/115","230/115","230/115","230/115","230/115","230/115","230/115","230/115","230/115","230/115","230/115","230/115","230/115","230/115","230/115","230/115","230/115","230/115","230/115","230/115","230/115","230/115","230/115","230/115","230/115","230/115","230/115","230/115","230/115","230/115","230/115","230/115","230/115","230/115","230/115","230/115","230/115","230/115","230/115","230/115","230/115","230/115","230/115","230/115","230/115","230/115","230/115","230/115","230/115","230/115","230/115","230/115","230/115","230/115","230/115","230/115","230/115","230/115","230/115","230/115","230/115",230,115,230,115,230,115,230,115,230,115,230,115,230,115,230,115,230,115,230,115,230,115,230,115,230,115,"230/115","230/115","230/115","230/115","230/115","230/115","230/115","230/115","230/115","230/115","230/115","230/115","230/115","230/115","230/115","230/115","230/115","230/115","230/115","230/115","230/115","230/115","230/115","230/115","230/115","230/115","230/115","230/115"]
[null,null,null,null,"Remarks ->","See Hardware manual for additional requirements on fuse selection","See Hardware manual for additional requirements on fuse selection","See Hardware manual for additional requirements on fuse selection","See Hardware manual for additional requirements on fuse selection","See Hardware manual for additional requirements on fuse selection","See Hardware manual for additional requirements on fuse selection","See Hardware manual for additional requirements on fuse selection","See Hardware manual for additional requirements on fuse selection","See Hardware manual for additional requirements on fuse selection","See Hardware manual for additional requirements on fuse selection","See Hardware manual for additional requirements on fuse selection","See Hardware manual for additional requirements on fuse selection","See Hardware manual for additional requirements on fuse selection","See Hardware manual for additional requirements on fuse selection","See Hardware manual for additional requirements on fuse selection","See Hardware manual for additional requirements on fuse selection","See Hardware manual for additional requirements on fuse selection","See Hardware manual for additional requirements on fuse selection","See Hardware manual for additional requirements on fuse selection","See Hardware manual for additional requirements on fuse selection","See aR or UL fuses","See gG or UL fuses","See Hardware manual for additional requirements on fuse selection","See Hardware manual for additional requirements on fuse selection","See Hardware manual for additional requirements on fuse selection","See Hardware manual for additional requirements on fuse selection","See Hardware manual for additional requirements on fuse selection","See Hardware manual for additional requirements on fuse selection","See Hardware manual for additional requirements on fuse selection","See Hardware manual for additional requirements on fuse selection","See Hardware manual for additional requirements on fuse selection","See Hardware manual for additional requirements on fuse selection","See Hardware manual for additional requirements on fuse selection","See Hardware manual for additional requirements on fuse selection","See Hardware manual for additional requirements on fuse selection","See Hardware manual for additional requirements on fuse selection","See Hardware manual for additional requirements on fuse selection","See Hardware manual for additional requirements on fuse selection","See Hardware manual for additional requirements on fuse selection","See Hardware manual for additional requirements on fuse selection","See Hardware manual for additional requirements on fuse selection","See Hardware manual for additional requirements on fuse selection","See Hardware manual for additional requirements on fuse selection","See Hardware manual for additional requirements on fuse selection","See Hardware manual for additional requirements on fuse selection","See Hardware manual for additional requirements on fuse selection","See Hardware manual for additional requirements on fuse selection","See Hardware manual for additional requirements on fuse selection","See Hardware manual for additional requirements on fuse selection","See Hardware manual for additional requirements on fuse selection","See Hardware manual for additional requirements on fuse selection","See Hardware manual for additional requirements on fuse selection","See Hardware manual for additional requirements on fuse selection","See Hardware manual for additional requirements on fuse selection","See Hardware manual for additional requirements on fuse selection","See Hardware manual for additional requirements on fuse selection","See Hardware manual for additional requirements on fuse selection","See Hardware manual for additional requirements on fuse selection","See Hardware manual for additional requirements on fuse selection","See Hardware manual for additional requirements on fuse selection","See Hardware manual for additional requirements on fuse selection","See Hardware manual for additional requirements on fuse selection","See Hardware manual for additional requirements on fuse selection","See Hardware manual for additional requirements on fuse selection","See Hardware manual for additional requirements on fuse selection","See Hardware manual for additional requirements on fuse selection","See Hardware manual for additional requirements on fuse selection","See Hardware manual for additional requirements on fuse selection","See Hardware manual for additional requirements on fuse selection","See Hardware manual for additional requirements on fuse selection","See Hardware manual for additional requirements on fuse selection","See Hardware manual for additional requirements on fuse selection","See Hardware manual for additional requirements on fuse selection","See Hardware manual for additional requirements on fuse selection","See Hardware manual for additional requirements on fuse selection","See Hardware manual for additional requirements on fuse selection",null,null,null,null,null,null,null,null,null,null,null,null,"See MCCB's"," ",null,null,null,null,null,null,null,null,null,null,"See MCCB's"," ",null,null,"See MCCB's","See MCB's","Please see \"Tmax settings\" sheet for correct MCCB settings","Please see \"Tmax settings\" sheet for correct MCCB settings","Please see \"Tmax settings\" sheet for correct MCCB settings","Please see \"Tmax settings\" sheet for correct MCCB settings","Please see \"Tmax settings\" sheet for correct MCCB settings","Please see \"Tmax settings\" sheet for correct MCCB settings","Please see \"Tmax settings\" sheet for correct MCCB settings","Please see \"Tmax settings\" sheet for correct MCCB settings"]
[]
["UN = 200 … 240 V",null,null,"Cu","Al"]
["ACS850-04-03A0-2","R2",3,"3x1.5+1.5","-",3,null,null,null,null,null,null,null,null,null,null,null,null,null,null,null,null,null,null,null,null,"x",null,null,null,null,null,null,null,null,null,null,null,null,null,null,null,3,null,null,null,null,null,null,null,null,null,null,null,null,null,null,null,null,null,null,null,null,null,null,null,2,null,null,null,null,null,null,null,null,null,null,null,null,null,null,1,null,null,null,null,null,null,null,null,null,null,null,null,1,null,null,null,null,null,null,null,null,null,null,null,1,null,null,null,"x",null,null,null,null,null,null,null,null,1,null,null,null,null,null,null,null,null,null,null,null,null,null,null,null,null,null,null,null,null,null,null,null,null,null,null,null,null,null,1,null,null,null,null,1,null,null,null,null,null,null,1]
["ACS850-04-03A6-2","R2",3.6,"3x1.5+1.5","-",3,null,null,null,null,null,null,null,null,null,null,null,null,null,null,null,null,null,null,null,null,"x",null,null,null,null,null,null,null,null,null,null,null,null,null,null,null,3,null,null,null,null,null,null,null,null,null,null,null,null,null,null,null,null,null,null,null,null,null,null,null,2,null,null,null,null,null,null,null,null,null,null,null,null,null,null,1,null,null,null,null,null,null,null,null,null,null,null,null,1,null,null,null,null,null,null,null,null,null,null,null,1,null,null,null,"x",null,null,null,null,null,null,null,null,1,null,null,null,null,null,null,null,null,null,null,null,null,null,null,null,null,null,null,null,null,null,null,null,null,null,null,null,null,null,1,null,null,null,null,1,null,null,null,null,null,null,1]
["ACS850-04-04A8-2","R2",4.8,"3x1.5+1.5","-",null,3,null,null,null,null,null,null,null,null,null,null,null,null,null,null,null,null,null,null,null,"x",null,null,null,null,null,null,null,null,null,null,null,null,null,null,null,null,3,null,null,null,null,null,null,null,null,null,null,null,null,null,null,null,null,null,null,null,null,null,null,2,null,null,null,null,null,null,null,null,null,null,null,null,null,null,null,1,null,null,null,null,null,null,null,null,null,null,null,1,null,null,null,null,null,null,null,null,null,null,null,1,null,null,null,"x",null,null,null,null,null,null,null,null,1,null,null,null,null,null,null,null,null,null,null,null,null,null,null,null,null,null,null,null,null,null,null,null,null,null,null,null,null,null,1,null,null,null,null,1,null,null,null,null,null,null,1]
["ACS850-04-06A0-2","R2",6,"3x1.5+1.5","-",null,3,null,null,null,null,null,null,null,null,null,null,null,null,null,null,null,null,null,null,null,"x",null,null,null,null,null,null,null,null,null,null,null,null,null,null,null,null,3,null,null,null,null,null,null,null,null,null,null,null,null,null,null,null,null,null,null,null,null,null,null,2,null,null,null,null,null,null,null,null,null,null,null,null,null,null,null,null,1,null,null,null,null,null,null,null,null,null,null,null,1,null,null,null,null,null,null,null,null,null,null,1,null,null,null,"x",null,null,null,null,null,null,null,null,1,null,null,null,null,null,null,null,null,null,null,null,null,null,null,null,null,null,null,null,null,null,null,null,null,null,null,null,null,null,1,null,null,null,null,1,null,null,null,null,null,null,1]
["ACS850-04-08A0-2","R2",8,"3x1.5+1.5","-",null,null,3,null,null,null,null,null,null,null,null,null,null,null,null,null,null,null,null,null,null,"x",null,null,null,null,null,null,null,null,null,null,null,null,null,null,null,null,null,3,null,null,null,null,null,null,null,null,null,null,null,null,null,null,null,null,null,null,null,null,null,2,null,null,null,null,null,null,null,null,null,null,null,null,null,null,null,null,null,1,null,null,null,null,null,null,null,null,null,null,null,1,null,null,null,null,null,null,null,null,null,1,null,null,null,"x",null,null,null,null,null,null,null,null,1,null,null,null,null,null,null,null,null,null,null,null,null,null,null,null,null,null,null,null,null,null,null,null,null,null,null,null,null,null,1,null,null,null,null,1,null,null,null,null,null,null,1]
["ACS850-04-010A-2","R3",10,"3x2.5+2.5","-",null,null,3,null,null,null,null,null,null,null,null,null,null,null,null,null,null,null,null,null,null,"x",null,null,null,null,null,null,null,null,null,null,null,null,null,null,null,null,null,3,null,null,null,null,null,null,null,null,null,null,null,null,null,null,null,null,null,null,null,null,null,null,2,null,null,null,null,null,null,null,null,null,null,null,null,null,null,null,null,1,null,null,null,null,null,null,null,null,null,null,null,1,null,null,null,null,null,null,null,null,null,1,null,null,null,"x",null,null,null,null,null,null,null,null,1,null,null,null,null,null,null,null,null,null,null,null,null,null,null,null,null,null,null,null,null,null,null,null,null,null,null,null,null,null,1,null,null,null,null,1,null,null,null,null,null,null,null,1]
["ACS850-04-014A-2","R3",14,"3x2.5+2.5","-",null,null,null,3,null,null,null,null,null,null,null,null,null,null,null,null,null,null,null,null,null,"x",null,null,null,null,null,null,null,null,null,null,null,null,null,null,null,null,null,null,3,null,null,null,null,null,null,null,null,null,null,null,null,null,null,null,null,null,null,null,null,null,null,2,null,null,null,null,null,null,null,null,null,null,null,null,null,null,null,null,1,null,null,null,null,null,null,null,null,null,null,null,1,null,null,null,null,null,null,null,null,1,null,null,null,"x",null,null,null,null,null,null,null,null,1,null,null,null,null,null,null,null,null,null,null,null,null,null,null,null,null,null,null,null,null,null,null,null,null,null,null,null,null,null,1,null,null,null,null,1,null,null,null,null,null,null,null,null,1]
["ACS850-04-018A-2","R3",18,"3x4+4","-",null,null,null,null,3,null,null,null,null,null,null,null,null,null,null,null,null,null,null,null,null,"x",null,null,null,null,null,null,null,null,null,null,null,null,null,null,null,null,null,null,null,3,null,null,null,null,null,null,null,null,null,null,null,null,null,null,null,null,null,null,null,null,null,2,null,null,null,null,null,null,null,null,null,null,null,null,null,null,null,null,null,1,null,null,null,null,null,null,null,null,null,null,null,1,null,null,null,null,null,null,null,1,null,null,null,"x",null,null,null,null,null,null,null,null,1,null,null,null,null,null,null,null,null,null,null,null,null,null,null,null,null,null,null,null,null,null,null,null,null,null,null,null,null,null,1,null,null,null,null,1,null,null,null,null,null,null,null,null,1]
["ACS850-04-025A-2","R4",25,"3x6+6","3x25+16Cu",null,null,null,null,3,null,null,null,null,null,null,null,null,null,null,null,null,null,null,null,null,"x",null,null,null,null,null,null,null,null,null,null,null,null,null,null,null,null,null,null,null,3,null,null,null,null,null,null,null,null,null,null,null,null,null,null,null,null,null,null,null,null,null,null,2,null,null,null,null,null,null,null,null,null,null,null,null,null,null,null,null,null,1,null,null,null,null,null,null,null,null,null,null,null,1,null,null,null,null,null,null,null,1,null,null,"x",null,null,null,null,null,null,null,null,null,null,1,null,null,null,null,null,null,null,null,null,null,null,null,null,null,null,null,null,null,null,null,null,null,null,null,null,null,null,null,1,null,null,null,null,1,null,null,null,null,null,null,null,null,1]
["ACS850-04-030A-2","R4",30,"3x6+6","3x25+16Cu",null,null,null,null,null,3,null,null,null,null,null,null,null,null,null,null,null,null,null,null,null,"x",null,null,null,null,null,null,null,null,null,null,null,null,null,null,null,null,null,null,null,null,3,null,null,null,null,null,null,null,null,null,null,null,null,null,null,null,null,null,null,null,null,null,2,null,null,null,null,null,null,null,null,null,null,null,null,null,null,null,null,null,null,1,null,null,null,null,null,null,null,null,null,null,null,1,null,null,null,null,null,null,1,null,null,"x",null,null,null,null,null,null,null,null,null,null,null,null,1,null,null,null,null,null,null,null,null,null,null,null,null,null,null,null,null,null,null,null,null,null,null,null,null,null,null,1,null,null,null,null,1,null,null,null,null,null,null,null,null,1]
["ACS850-04-035A-2","R5",35,"3x10+10","3x25+16Cu",null,null,null,null,null,null,3,null,null,null,null,null,null,null,null,null,null,null,null,null,null,"x",null,null,null,null,null,null,null,null,null,null,null,null,null,null,null,null,null,null,null,null,3,null,null,null,null,null,null,null,null,null,null,null,null,null,null,null,null,null,null,null,null,null,null,2,null,null,null,null,null,null,null,null,null,null,null,null,null,null,null,null,null,1,null,null,null,null,null,null,null,null,null,null,null,1,null,null,null,null,null,null,1,null,null,"x",null,null,null,null,null,null,null,null,null,null,null,null,null,null,1,null,null,null,null,null,null,null,null,null,null,null,null,null,null,null,null,null,null,null,null,null,null,null,null,1,null,null,null,null,1,null,null,null,null,null,null,null,null,1]
["ACS850-04-044A-2","R5",44,"3x10+10","3x25+16Cu",null,null,null,null,null,null,null,3,null,null,null,null,null,null,null,null,null,null,null,null,null,"x",null,null,null,null,null,null,null,null,null,null,null,null,null,null,null,null,null,null,null,null,null,3,null,null,null,null,null,null,null,null,null,null,null,null,null,null,null,null,null,null,null,null,null,2,null,null,null,null,null,null,null,null,null,null,null,null,null,null,null,null,null,null,1,null,null,null,null,null,null,null,null,null,null,null,1,null,null,null,null,null,1,null,null,"x",null,null,null,null,null,null,null,null,null,null,null,null,null,null,null,null,1,null,null,null,null,null,null,null,null,null,null,null,null,null,null,null,null,null,null,null,null,null,null,null,1,null,null,null,null,1,null,null,null,null,null,null,null,null,1]
["ACS850-04-050A-2","R5",50,"3x16+10","3x25+16Cu",null,null,null,null,null,null,null,3,null,null,null,null,null,null,null,null,null,null,null,null,null,"x",null,null,null,null,null,null,null,null,null,null,null,null,null,null,null,null,null,null,null,null,null,null,3,null,null,null,null,null,null,null,null,null,null,null,null,null,null,null,null,null,null,null,null,2,null,null,null,null,null,null,null,null,null,null,null,null,null,null,null,null,null,null,null,1,null,null,null,null,null,null,null,null,null,null,null,1,null,null,null,null,1,null,null,"x",null,null,null,null,null,null,null,null,null,null,null,null,null,null,null,null,1,null,null,null,null,null,null,null,null,null,null,null,null,null,null,null,null,null,null,null,null,null,null,null,1,null,null,null,null,1,null,null,null,null,null,null,null,null,1]
["ACS850-04-061A-2","R6",61,"3x25+16","3x25+16Cu",null,null,null,null,null,null,null,null,3,null,null,null,null,null,null,null,null,null,null,null,null,"x",null,null,null,null,null,null,null,null,null,null,null,null,null,null,null,null,null,null,null,null,null,null,null,3,null,null,null,null,null,null,null,null,null,null,null,null,null,null,null,null,null,null,null,null,2,null,null,null,null,null,null,null,null,null,null,null,null,null,null,null,null,null,null,null,1,null,null,null,null,null,null,null,null,null,null,null,1,null,null,null,null,1,null,"x",null,null,null,null,null,null,null,null,null,null,null,null,null,null,null,null,null,null,1,null,null,null,null,null,null,null,null,null,null,null,null,null,null,null,null,null,null,null,null,null,1,null,null,null,null,1,null,null,null,null,null,null,null,null,1]
["ACS850-04-078A-2","R6",78,"3x35+16","3x50+16Cu",null,null,null,null,null,null,null,null,null,3,null,null,null,null,null,null,null,null,null,null,null,"x",null,null,null,null,null,null,null,null,null,null,null,null,null,null,null,null,null,null,null,null,null,null,null,null,3,null,null,null,null,null,null,null,null,null,null,null,null,null,null,null,null,null,null,null,2,null,null,null,null,null,null,null,null,null,null,null,null,null,null,null,null,null,null,null,null,1,null,null,null,null,null,null,null,null,null,null,null,1,null,null,null,1,null,"x",null,null,null,null,null,null,null,null,null,null,null,null,null,null,null,null,null,null,null,null,1,null,null,null,null,null,null,null,null,null,null,null,null,null,null,null,null,null,null,null,1,null,null,null,null,1,null,null,null,null,null,null,null,null,1]
["ACS850-04-094A-2","R6",94,"3x35+16","3x70+21Cu",null,null,null,null,null,null,null,null,null,null,3,null,null,null,null,null,null,null,null,null,null,"x",null,null,null,null,null,null,null,null,null,null,null,null,null,null,null,null,null,null,null,null,null,null,null,null,null,3,null,null,null,null,null,null,null,null,null,null,null,null,null,null,null,null,null,null,2,null,null,null,null,null,null,null,null,null,null,null,null,null,null,null,null,null,null,null,null,1,null,null,null,null,null,null,null,null,null,null,null,1,null,null,null,1,null,"x",null,null,null,null,null,null,null,null,null,null,null,null,null,null,null,null,null,null,null,null,1,null,null,null,null,null,null,null,null,null,null,null,null,null,null,null,null,null,null,null,null,1,null,null,null,null,1,null,null,null,null,null,null,null,1]
["UN = 380 … 500 V",null,null,"Cu","Al"]
["ACS850-04-03A0-5","R2",3,"3x1.5+1.5","-",3,null,null,null,null,null,null,null,null,null,null,null,null,null,null,null,null,null,null,null,null,"x",null,null,null,null,null,null,null,null,null,null,null,null,null,null,null,3,null,null,null,null,null,null,null,null,null,null,null,null,null,null,null,null,null,null,null,null,null,null,null,2,null,null,null,null,null,null,null,null,null,null,null,null,null,null,1,null,null,null,null,null,null,null,null,null,null,null,null,1,null,null,null,null,null,null,null,null,null,null,null,1,null,null,null,"x",null,null,null,null,null,null,null,null,1,null,null,null,null,null,null,null,null,null,null,null,null,null,null,null,null,null,null,null,null,null,null,null,null,null,null,null,null,null,1,null,null,null,null,1,null,null,null,null,null,null,1]
["ACS850-04-03A6-5","R2",3.6,"3x1.5+1.5","-",3,null,null,null,null,null,null,null,null,null,null,null,null,null,null,null,null,null,null,null,null,"x",null,null,null,null,null,null,null,null,null,null,null,null,null,null,null,3,null,null,null,null,null,null,null,null,null,null,null,null,null,null,null,null,null,null,null,null,null,null,null,2,null,null,null,null,null,null,null,null,null,null,null,null,null,null,1,null,null,null,null,null,null,null,null,null,null,null,null,1,null,null,null,null,null,null,null,null,null,null,null,1,null,null,null,"x",null,null,null,null,null,null,null,null,1,null,null,null,null,null,null,null,null,null,null,null,null,null,null,null,null,null,null,null,null,null,null,null,null,null,null,null,null,null,1,null,null,null,null,1,null,null,null,null,null,null,1]
["ACS850-04-04A8-5","R2",4.8,"3x1.5+1.5","-",null,3,null,null,null,null,null,null,null,null,null,null,null,null,null,null,null,null,null,null,null,"x",null,null,null,null,null,null,null,null,null,null,null,null,null,null,null,null,3,null,null,null,null,null,null,null,null,null,null,null,null,null,null,null,null,null,null,null,null,null,null,2,null,null,null,null,null,null,null,null,null,null,null,null,null,null,null,1,null,null,null,null,null,null,null,null,null,null,null,1,null,null,null,null,null,null,null,null,null,null,null,1,null,null,null,"x",null,null,null,null,null,null,null,null,1,null,null,null,null,null,null,null,null,null,null,null,null,null,null,null,null,null,null,null,null,null,null,null,null,null,null,null,null,null,1,null,null,null,null,1,null,null,null,null,null,null,1]
["ACS850-04-06A0-5","R2",6,"3x1.5+1.5","-",null,3,null,null,null,null,null,null,null,null,null,null,null,null,null,null,null,null,null,null,null,"x",null,null,null,null,null,null,null,null,null,null,null,null,null,null,null,null,3,null,null,null,null,null,null,null,null,null,null,null,null,null,null,null,null,null,null,null,null,null,null,2,null,null,null,null,null,null,null,null,null,null,null,null,null,null,null,null,1,null,null,null,null,null,null,null,null,null,null,null,1,null,null,null,null,null,null,null,null,null,null,1,null,null,null,"x",null,null,null,null,null,null,null,null,1,null,null,null,null,null,null,null,null,null,null,null,null,null,null,null,null,null,null,null,null,null,null,null,null,null,null,null,null,null,1,null,null,null,null,1,null,null,null,null,null,null,1]
["ACS850-04-08A0-5","R2",8,"3x1.5+1.5","-",null,null,3,null,null,null,null,null,null,null,null,null,null,null,null,null,null,null,null,null,null,"x",null,null,null,null,null,null,null,null,null,null,null,null,null,null,null,null,null,3,null,null,null,null,null,null,null,null,null,null,null,null,null,null,null,null,null,null,null,null,null,2,null,null,null,null,null,null,null,null,null,null,null,null,null,null,null,null,null,1,null,null,null,null,null,null,null,null,null,null,null,1,null,null,null,null,null,null,null,null,null,1,null,null,null,"x",null,null,null,null,null,null,null,null,1,null,null,null,null,null,null,null,null,null,null,null,null,null,null,null,null,null,null,null,null,null,null,null,null,null,null,null,null,null,1,null,null,null,null,1,null,null,null,null,null,null,1]
["ACS850-04-010A-5","R3",10,"3x2.5+2.5","-",null,null,3,null,null,null,null,null,null,null,null,null,null,null,null,null,null,null,null,null,null,"x",null,null,null,null,null,null,null,null,null,null,null,null,null,null,null,null,null,3,null,null,null,null,null,null,null,null,null,null,null,null,null,null,null,null,null,null,null,null,null,null,2,null,null,null,null,null,null,null,null,null,null,null,null,null,null,null,null,1,null,null,null,null,null,null,null,null,null,null,null,1,null,null,null,null,null,null,null,null,null,1,null,null,null,"x",null,null,null,null,null,null,null,null,1,null,null,null,null,null,null,null,null,null,null,null,null,null,null,null,null,null,null,null,null,null,null,null,null,null,null,null,null,null,1,null,null,null,null,1,null,null,null,null,null,null,null,1]
["ACS850-04-014A-5","R3",14,"3x2.5+2.5","-",null,null,null,3,null,null,null,null,null,null,null,null,null,null,null,null,null,null,null,null,null,"x",null,null,null,null,null,null,null,null,null,null,null,null,null,null,null,null,null,null,3,null,null,null,null,null,null,null,null,null,null,null,null,null,null,null,null,null,null,null,null,null,null,2,null,null,null,null,null,null,null,null,null,null,null,null,null,null,null,null,1,null,null,null,null,null,null,null,null,null,null,null,1,null,null,null,null,null,null,null,null,1,null,null,null,"x",null,null,null,null,null,null,null,null,1,null,null,null,null,null,null,null,null,null,null,null,null,null,null,null,null,null,null,null,null,null,null,null,null,null,null,null,null,null,1,null,null,null,null,1,null,null,null,null,null,null,null,null,1]
["ACS850-04-018A-5","R3",18,"3x4+4","-",null,null,null,null,3,null,null,null,null,null,null,null,null,null,null,null,null,null,null,null,null,"x",null,null,null,null,null,null,null,null,null,null,null,null,null,null,null,null,null,null,null,3,null,null,null,null,null,null,null,null,null,null,null,null,null,null,null,null,null,null,null,null,null,2,null,null,null,null,null,null,null,null,null,null,null,null,null,null,null,null,null,1,null,null,null,null,null,null,null,null,null,null,null,1,null,null,null,null,null,null,null,1,null,null,null,"x",null,null,null,null,null,null,null,null,1,null,null,null,null,null,null,null,null,null,null,null,null,null,null,null,null,null,null,null,null,null,null,null,null,null,null,null,null,null,1,null,null,null,null,1,null,null,null,null,null,null,null,null,1]
["ACS850-04-025A-5","R4",25,"3x6+6","3x25+16Cu",null,null,null,null,3,null,null,null,null,null,null,null,null,null,null,null,null,null,null,null,null,"x",null,null,null,null,null,null,null,null,null,null,null,null,null,null,null,null,null,null,null,3,null,null,null,null,null,null,null,null,null,null,null,null,null,null,null,null,null,null,null,null,null,null,2,null,null,null,null,null,null,null,null,null,null,null,null,null,null,null,null,null,1,null,null,null,null,null,null,null,null,null,null,null,1,null,null,null,null,null,null,null,1,null,null,"x",null,null,null,null,null,null,null,null,null,null,1,null,null,null,null,null,null,null,null,null,null,null,null,null,null,null,null,null,null,null,null,null,null,null,null,null,null,null,null,1,null,null,null,null,1,null,null,null,null,null,null,null,null,1]
["ACS850-04-030A-5","R4",30,"3x6+6","3x25+16Cu",null,null,null,null,null,3,null,null,null,null,null,null,null,null,null,null,null,null,null,null,null,"x",null,null,null,null,null,null,null,null,null,null,null,null,null,null,null,null,null,null,null,null,3,null,null,null,null,null,null,null,null,null,null,null,null,null,null,null,null,null,null,null,null,null,2,null,null,null,null,null,null,null,null,null,null,null,null,null,null,null,null,null,null,1,null,null,null,null,null,null,null,null,null,null,null,1,null,null,null,null,null,null,1,null,null,"x",null,null,null,null,null,null,null,null,null,null,null,null,1,null,null,null,null,null,null,null,null,null,null,null,null,null,null,null,null,null,null,null,null,null,null,null,null,null,null,1,null,null,null,null,1,null,null,null,null,null,null,null,null,1]
["ACS850-04-035A-5","R5",35,"3x10+10","3x25+16Cu",null,null,null,null,null,null,3,null,null,null,null,null,null,null,null,null,null,null,null,null,null,"x",null,null,null,null,null,null,null,null,null,null,null,null,null,null,null,null,null,null,null,null,3,null,null,null,null,null,null,null,null,null,null,null,null,null,null,null,null,null,null,null,null,null,null,2,null,null,null,null,null,null,null,null,null,null,null,null,null,null,null,null,null,1,null,null,null,null,null,null,null,null,null,null,null,1,null,null,null,null,null,null,1,null,null,"x",null,null,null,null,null,null,null,null,null,null,null,null,null,null,1,null,null,null,null,null,null,null,null,null,null,null,null,null,null,null,null,null,null,null,null,null,null,null,null,1,null,null,null,null,1,null,null,null,null,null,null,null,null,1]
["ACS850-04-044A-5","R5",44,"3x10+10","3x25+16Cu",null,null,null,null,null,null,null,3,null,null,null,null,null,null,null,null,null,null,null,null,null,"x",null,null,null,null,null,null,null,null,null,null,null,null,null,null,null,null,null,null,null,null,null,3,null,null,null,null,null,null,null,null,null,null,null,null,null,null,null,null,null,null,null,null,null,2,null,null,null,null,null,null,null,null,null,null,null,null,null,null,null,null,null,null,1,null,null,null,null,null,null,null,null,null,null,null,1,null,null,null,null,null,1,null,null,"x",null,null,null,null,null,null,null,null,null,null,null,null,null,null,null,null,1,null,null,null,null,null,null,null,null,null,null,null,null,null,null,null,null,null,null,null,null,null,null,null,1,null,null,null,null,1,null,null,null,null,null,null,null,null,1]
["ACS850-04-050A-5","R5",50,"3x16+10","3x25+16Cu",null,null,null,null,null,null,null,3,null,null,null,null,null,null,null,null,null,null,null,null,null,"x",null,null,null,null,null,null,null,null,null,null,null,null,null,null,null,null,null,null,null,null,null,null,3,null,null,null,null,null,null,null,null,null,null,null,null,null,null,null,null,null,null,null,null,2,null,null,null,null,null,null,null,null,null,null,null,null,null,null,null,null,null,null,null,1,null,null,null,null,null,null,null,null,null,null,null,1,null,null,null,null,1,null,null,"x",null,null,null,null,null,null,null,null,null,null,null,null,null,null,null,null,1,null,null,null,null,null,null,null,null,null,null,null,null,null,null,null,null,null,null,null,null,null,null,null,1,null,null,null,null,1,null,null,null,null,null,null,null,null,1]
["ACS850-04-061A-5","R6",61,"3x25+16","3x25+16Cu",null,null,null,null,null,null,null,null,3,null,null,null,null,null,null,null,null,null,null,null,null,"x",null,null,null,null,null,null,null,null,null,null,null,null,null,null,null,null,null,null,null,null,null,null,null,3,null,null,null,null,null,null,null,null,null,null,null,null,null,null,null,null,null,null,null,null,2,null,null,null,null,null,null,null,null,null,null,null,null,null,null,null,null,null,null,null,1,null,null,null,null,null,null,null,null,null,null,null,1,null,null,null,null,1,null,"x",null,null,null,null,null,null,null,null,null,null,null,null,null,null,null,null,null,null,1,null,null,null,null,null,null,null,null,null,null,null,null,null,null,null,null,null,null,null,null,null,1,null,null,null,null,1,null,null,null,null,null,null,null,null,1]
["ACS850-04-078A-5","R6",78,"3x35+16","3x50+16Cu",null,null,null,null,null,null,null,null,null,3,null,null,null,null,null,null,null,null,null,null,null,"x",null,null,null,null,null,null,null,null,null,null,null,null,null,null,null,null,null,null,null,null,null,null,null,null,3,null,null,null,null,null,null,null,null,null,null,null,null,null,null,null,null,null,null,null,2,null,null,null,null,null,null,null,null,null,null,null,null,null,null,null,null,null,null,null,null,1,null,null,null,null,null,null,null,null,null,null,null,1,null,null,null,1,null,"x",null,null,null,null,null,null,null,null,null,null,null,null,null,null,null,null,null,null,null,null,1,null,null,null,null,null,null,null,null,null,null,null,null,null,null,null,null,null,null,null,1,null,null,null,null,1,null,null,null,null,null,null,null,null,1]
["ACS850-04-094A-5","R6",94,"3x35+16","3x70+21Cu",null,null,null,null,null,null,null,null,null,null,3,null,null,null,null,null,null,null,null,null,null,"x",null,null,null,null,null,null,null,null,null,null,null,null,null,null,null,null,null,null,null,null,null,null,null,null,null,3,null,null,null,null,null,null,null,null,null,null,null,null,null,null,null,null,null,null,2,null,null,null,null,null,null,null,null,null,null,null,null,null,null,null,null,null,null,null,null,1,null,null,null,null,null,null,null,null,null,null,null,1,null,null,null,1,null,"x",null,null,null,null,null,null,null,null,null,null,null,null,null,null,null,null,null,null,null,null,1,null,null,null,null,null,null,null,null,null,null,null,null,null,null,null,null,null,null,null,null,1,null,null,null,null,1,null,null,null,null,null,null,null,1]
["ACS850-04-103A-5","R7",103,"3x50+25","3x70+21Cu",null,null,null,null,null,null,null,null,null,null,null,3,null,null,null,null,null,null,null,null,null,null,3,null,null,null,null,null,null,null,null,null,null,null,null,null,null,null,null,null,null,null,null,null,null,null,null,null,3,null,null,null,null,null,null,null,null,null,null,null,null,null,null,null,null,null,2,null,null,null,null,null,null,null,null,null,null,null,null,null,null,null,null,null,null,null,null,null,"x",null,null,null,null,null,null,null,null,null,null,null,"x",null,null,null,"x",null,1,null,null,null,null,null,null,null,null,null,null,null,null,null,null,null,null,null,null,null,null,null,1,null,null,null,null,null,null,null,null,null,null,null,null,null,null,null,null,null,null,1,null,null,null,null,1,null,null,null,null,null,null,null,null,null,1]
["ACS850-04-144A-5","R7",144,"3x70+35","-",null,null,null,null,null,null,null,null,null,null,null,null,3,null,null,null,null,null,null,null,null,null,null,3,null,null,null,null,null,null,null,null,null,null,null,null,null,null,null,null,null,null,null,null,null,null,null,null,null,3,null,null,null,null,null,null,null,null,null,null,null,null,null,null,null,null,null,null,2,null,null,null,null,null,null,null,null,null,null,null,null,null,null,null,null,null,null,null,"x",null,null,null,null,null,null,null,null,null,null,null,"x",null,null,null,"x",null,1,null,null,null,null,null,null,null,null,null,null,null,null,null,null,null,null,null,null,null,null,null,null,null,1,null,null,null,null,null,null,null,null,null,null,null,null,null,null,null,null,1,null,null,null,null,1,null,null,null,null,null,null,null,null,null,null,1]
["ACS850-04-166A-5","R8",166,"3x95+50","3x150+50Cu",null,null,null,null,null,null,null,null,null,null,null,null,null,3,null,null,null,null,null,null,null,null,null,null,3,null,null,null,null,null,null,null,null,null,null,null,null,null,null,null,null,null,null,null,null,null,null,null,null,null,3,null,null,null,null,null,null,null,null,null,null,null,null,null,null,null,null,null,2,null,null,null,null,null,null,null,null,null,null,null,null,null,null,null,null,null,null,null,"x",null,null,null,null,null,null,null,null,null,null,null,"x",null,null,null,"x",null,null,1,null,null,null,null,null,null,null,null,null,null,null,null,null,null,null,null,null,null,null,null,null,null,null,null,1,null,null,null,null,null,null,null,null,null,null,null,null,null,null,1,null,null,null,null,1,null,null,null,null,null,null,null,null,null,null,null,1]
["ACS850-04-202A-5","R8",202,"3x120+70","3x185+57Cu",null,null,null,null,null,null,null,null,null,null,null,null,null,null,3,null,null,null,null,null,null,null,null,null,null,3,null,null,null,null,null,null,null,null,null,null,null,null,null,null,null,null,null,null,null,null,null,null,null,null,null,null,3,null,null,null,null,null,null,null,null,null,null,null,null,null,null,null,null,2,null,null,null,null,null,null,null,null,null,null,null,null,null,null,null,null,null,null,"x",null,null,null,null,null,null,null,null,null,null,null,"x",null,null,null,"x",null,null,1,null,null,null,null,null,null,null,null,null,null,null,null,null,null,null,null,null,null,null,null,null,null,null,null,1,null,null,null,null,null,null,null,null,null,null,null,null,null,null,null,"x",null,null,null,null,"x",null,null,null,null,null,null,null,null,null,null,1]
["ACS850-04-225A-5","R8",225,"3x150+70","3x240+95Cu",null,null,null,null,null,null,null,null,null,null,null,null,null,null,null,3,null,null,null,null,null,null,null,null,null,null,3,null,null,null,null,null,null,null,null,null,null,null,null,null,null,null,null,null,null,null,null,null,null,null,null,null,null,3,null,null,null,null,null,null,null,null,null,null,null,null,null,null,null,2,null,null,null,null,null,null,null,null,null,null,null,null,null,null,null,null,null,null,"x",null,null,null,null,null,null,null,null,null,null,null,"x",null,null,null,"x",null,null,1,null,null,null,null,null,null,null,null,null,null,null,null,null,null,null,null,null,null,null,null,null,null,null,null,1,null,null,null,null,null,null,null,null,null,null,null,null,null,null,null,"x",null,null,null,null,"x",null,null,null,null,null,null,null,null,null,null,1]
["ACS850-04-260A-5","R8",260,"3x185+70","3x240+95Cu",null,null,null,null,null,null,null,null,null,null,null,null,null,null,null,null,3,null,null,null,null,null,null,null,null,null,null,3,null,null,null,null,null,null,null,null,null,null,null,null,null,null,null,null,null,null,null,null,null,null,null,null,null,null,3,null,null,null,null,null,null,null,null,null,null,null,null,null,null,null,2,null,null,null,null,null,null,null,null,null,null,null,null,null,null,null,null,null,"x",null,null,null,null,null,null,null,null,null,null,null,"x",null,null,null,"x",null,null,null,1,null,null,null,null,null,null,null,null,null,null,null,null,null,null,null,null,null,null,null,null,null,null,null,null,null,1,null,null,null,null,null,null,null,null,null,null,null,null,null,"x",null,null,null,null,"x",null,null,null,null,null,null,null,null,null,null,1]
["ACS850-04-290A-5","R8",290,"3x240+70","2x(3x95)",null,null,null,null,null,null,null,null,null,null,null,null,null,null,null,null,3,null,null,null,null,null,null,null,null,null,null,3,null,null,null,null,null,null,null,null,null,null,null,null,null,null,null,null,null,null,null,null,null,null,null,null,null,null,null,3,null,null,null,null,null,null,null,null,null,null,null,null,null,null,null,2,null,null,null,null,null,null,null,null,null,null,null,null,null,null,null,null,"x",null,null,null,null,null,null,null,null,null,null,null,"x",null,null,null,"x",null,null,null,1,null,null,null,null,null,null,null,null,null,null,null,null,null,null,null,null,null,null,null,null,null,null,null,null,null,null,null,1,null,null,null,null,null,null,null,null,null,null,null,"x",null,null,null,null,"x",null,null,null,null,null,null,null,null,null,null,null,1]
["ACS850-04-430A-5","R7",430,"2x(3x150+95)","2x(3x240+95Cu)",null,null,null,null,null,null,null,null,null,null,null,null,null,null,null,null,null,3,null,null,null,null,null,null,null,null,null,null,null,3,null,null,null,null,null,null,null,null,null,null,null,null,null,null,null,null,null,null,null,null,null,null,null,null,null,null,3,null,null,null,null,null,null,null,null,null,null,null,null,null,null,null,2,null,null,null,null,null,null,null,null,null,null,null,null,null,null,null,"x",null,null,null,null,null,null,null,null,null,null,null,"x",null,null,null,"x",null,null,null,null,1,null,null,null,null,null,null,null,null,null,null,null,null,null,null,null,null,null,null,null,null,null,null,null,null,null,null,null,null,1,null,null,null,null,null,null,null,null,null,"x",null,null,null,null,"x",null,null,null,null,null,null,null,null,null,null,2]
["ACS850-04-521A-5","R7",521,"2x(3x240+120)","3x(3x150+50Cu) ",null,null,null,null,null,null,null,null,null,null,null,null,null,null,null,null,null,null,3,null,null,null,null,null,null,null,null,null,null,null,null,3,null,null,null,null,null,null,null,null,null,null,null,null,null,null,null,null,null,null,null,null,null,null,null,null,null,3,null,null,null,null,null,null,null,null,null,null,null,null,null,null,null,2,null,null,null,null,null,null,null,null,null,null,null,null,null,null,"x",null,null,null,null,null,null,null,null,null,null,null,"x",null,null,null,"x",null,null,null,null,1,null,null,null,null,null,null,null,null,null,null,null,null,null,null,null,null,null,null,null,null,null,null,null,null,null,null,null,null,null,null,1,null,null,null,null,null,null,null,"x",null,null,null,null,"x",null,null,null,null,null,null,null,null,null,null,null,null,2]
["ACS850-04-602A-5","R7",602,"3x(3x150+95)","3x(3x240+95Cu)",null,null,null,null,null,null,null,null,null,null,null,null,null,null,null,null,null,null,3,null,null,null,null,null,null,null,null,null,null,null,null,null,null,3,null,null,null,null,null,null,null,null,null,null,null,null,null,null,null,null,null,null,null,null,null,null,null,null,3,null,null,null,null,null,null,null,null,null,null,null,null,null,null,null,2,null,null,null,null,null,null,null,null,null,null,null,null,null,"x",null,null,null,null,null,null,null,null,null,null,null,"x",null,null,null,"x",null,null,null,null,1,null,null,null,null,null,null,null,null,null,null,null,null,null,null,null,null,null,null,null,null,null,null,null,null,null,null,null,null,null,null,null,null,1,null,null,null,null,null,"x",null,null,null,null,"x",null,null,null,null,null,null,null,null,null,null,null,2]
["ACS850-04-693A-5","R7",693,"3x(3x185+95)","3x(3x240+95Cu)",null,null,null,null,null,null,null,null,null,null,null,null,null,null,null,null,null,null,null,3,null,null,null,null,null,null,null,null,null,null,null,null,null,null,null,3,null,null,null,null,null,null,null,null,null,null,null,null,null,null,null,null,null,null,null,null,null,null,null,3,null,null,null,null,null,null,null,null,null,null,null,null,null,null,null,2,null,null,null,null,null,null,null,null,null,null,null,null,"x",null,null,null,null,null,null,null,null,null,null,null,"x",null,null,null,"x",null,null,null,null,null,null,1,null,null,null,null,null,null,null,null,null,null,null,null,null,null,null,null,null,null,null,null,null,null,null,null,null,null,null,null,null,null,1,null,null,null,null,null,"x",null,null,null,null,"x",null,null,null,null,null,null,null,null,null,null,4]
["ACS850-04-720A-5","R7",720,"3x(3x185+95)","3x(3x240+95Cu)",null,null,null,null,null,null,null,null,null,null,null,null,null,null,null,null,null,null,null,3,null,null,null,null,null,null,null,null,null,null,null,null,null,null,null,3,null,null,null,null,null,null,null,null,null,null,null,null,null,null,null,null,null,null,null,null,null,null,null,3,null,null,null,null,null,null,null,null,null,null,null,null,null,null,null,2,null,null,null,null,null,null,null,null,null,null,null,null,"x",null,null,null,null,null,null,null,null,null,null,null,"x",null,null,null,"x",null,null,null,null,null,null,1,null,null,null,null,null,null,null,null,null,null,null,null,null,null,null,null,null,null,null,null,null,null,null,null,null,null,null,null,null,null,1,null,null,null,null,null,"x",null,null,null,null,"x",null,null,null,null,null,null,null,null,null,null,4]
["ACS850-04-387A-5","G1",387,"2 x (3x120)","3 x (3x95)",null,null,null,null,null,null,null,null,null,null,null,null,null,null,null,null,null,null,null,null,"x",null,null,null,null,null,null,null,3,null,null,null,null,null,null,null,null,null,null,null,null,null,null,null,null,null,null,null,null,null,null,null,null,null,null,null,3,null,null,null,null,null,null,null,null,null,null,null,null,null,null,null,null,null,null,null,null,null,null,null,null,null,null,null,null,null,null,null,"x",null,null,null,null,null,null,null,null,null,null,null,"x",null,null,null,"x",null,null,null,null,null,1,null,null,null,null,null,null,null,null,null,null,null,null,null,null,null,null,null,null,null,null,null,null,null,null,null,null,null,null,null,null,null,null,null,null,null,null,null,"x",null,null,null,null,"x",1,null,null,null,null,null,null,null,null,null,2]
["ACS850-04-500A-5","G1",500,"3 x (3x95)","3 x (3x150)",null,null,null,null,null,null,null,null,null,null,null,null,null,null,null,null,null,null,null,null,"x",null,null,null,null,null,null,null,null,null,3,null,null,null,null,null,null,null,null,null,null,null,null,null,null,null,null,null,null,null,null,null,null,null,null,null,null,3,null,null,null,null,null,null,null,null,null,null,null,null,null,null,null,null,null,null,null,null,null,null,null,null,null,null,null,null,null,null,"x",null,null,null,null,null,null,null,null,null,null,null,"x",null,null,null,"x",null,null,null,null,null,1,null,null,null,null,null,null,null,null,null,null,null,null,null,null,null,null,null,null,null,null,null,null,null,null,null,null,null,null,null,null,null,null,null,null,null,null,null,"x",null,null,null,null,"x",1,null,null,null,null,null,null,null,null,null,2]
["ACS850-04-580A-5","G1",580,"3 x (3x120)","3 x (3x185)",null,null,null,null,null,null,null,null,null,null,null,null,null,null,null,null,null,null,null,null,"x",null,null,null,null,null,null,null,null,null,null,null,3,null,null,null,null,null,null,null,null,null,null,null,null,null,null,null,null,null,null,null,null,null,null,null,null,null,3,null,null,null,null,null,null,null,null,null,null,null,null,null,null,null,null,null,null,null,null,null,null,null,null,null,null,null,null,null,"x",null,null,null,null,null,null,null,null,null,null,null,"x",null,null,null,"x",null,null,null,null,null,1,null,null,null,null,null,null,null,null,null,null,null,null,null,null,null,null,null,null,null,null,null,null,null,null,null,null,null,null,null,null,null,null,null,null,null,null,null,"x",null,null,null,null,"x",1,null,null,null,null,null,null,null,null,null,null,2]
["ACS850-04-650A-5","G1",650,"3 x (3x150)","3 x (3x240)",null,null,null,null,null,null,null,null,null,null,null,null,null,null,null,null,null,null,null,null,"x",null,null,null,null,null,null,null,null,null,null,null,3,null,null,null,null,null,null,null,null,null,null,null,null,null,null,null,null,null,null,null,null,null,null,null,null,null,3,null,null,null,null,null,null,null,null,null,null,null,null,null,null,null,null,null,null,null,null,null,null,null,null,null,null,null,null,null,"x",null,null,null,null,null,null,null,null,null,null,null,"x",null,null,null,"x",null,null,null,null,null,null,null,1,null,null,null,null,null,null,null,null,null,null,null,null,null,null,null,null,null,null,null,null,null,null,null,null,null,null,null,null,null,null,null,null,null,null,null,"x",null,null,null,null,"x",1,null,null,null,null,null,null,null,null,null,null,2]
["ACS850-04-710A-5","G2",710,"3 x (3x185)","4 × (3×185)",null,null,null,null,null,null,null,null,null,null,null,null,null,null,null,null,null,null,null,null,"x",null,null,null,null,null,null,null,null,null,null,null,null,null,3,null,null,null,null,null,null,null,null,null,null,null,null,null,null,null,null,null,null,null,null,null,null,null,3,null,null,null,null,null,null,null,null,null,null,null,null,null,null,null,null,null,null,null,null,null,null,null,null,null,null,null,null,null,"x",null,null,null,null,null,null,null,null,null,null,null,"x",null,null,null,"x",null,null,null,null,null,null,null,null,1,null,null,null,null,null,null,null,null,null,null,null,null,null,null,null,null,null,null,null,null,null,null,null,null,null,null,null,null,null,null,null,null,null,null,"x",null,null,null,null,"x",null,1,null,null,null,null,null,null,null,null,null,3]
["ACS850-04-807A-5","G2",807,"3 x (3x240)","4 × (3×240)",null,null,null,null,null,null,null,null,null,null,null,null,null,null,null,null,null,null,null,null,"x",null,null,null,null,null,null,null,null,null,null,null,null,null,null,null,3,null,null,null,null,null,null,null,null,null,null,null,null,null,null,null,null,null,null,null,null,null,null,3,null,null,null,null,null,null,null,null,null,null,null,null,null,null,null,null,null,null,null,null,null,null,null,null,null,null,null,null,"x",null,null,null,null,null,null,null,null,null,null,null,"x",null,null,null,"x",null,null,null,null,null,null,null,null,1,null,null,null,null,null,null,null,null,null,null,null,null,null,null,null,null,null,null,null,null,null,null,null,null,null,null,null,null,null,null,null,null,null,null,"x",null,null,null,null,"x",null,1,null,null,null,null,null,null,null,null,null,3]
["ACS850-04-875A-5","G2",875,"3 x (3x240)","4 × (3×240)",null,null,null,null,null,null,null,null,null,null,null,null,null,null,null,null,null,null,null,null,"x",null,null,null,null,null,null,null,null,null,null,null,null,null,null,null,3,null,null,null,null,null,null,null,null,null,null,null,null,null,null,null,null,null,null,null,null,null,null,null,3,null,null,null,null,null,null,null,null,null,null,null,null,null,null,null,null,null,null,null,null,null,null,null,null,null,null,null,"x",null,null,null,null,null,null,null,null,null,null,null,"x",null,null,null,"x",null,null,null,null,null,null,null,null,1,null,null,null,null,null,null,null,null,null,null,null,null,null,null,null,null,null,null,null,null,null,null,null,null,null,null,null,null,null,null,null,null,null,null,"x",null,null,null,null,"x",null,1,null,null,null,null,null,null,null,null,null,3]
["UN = 380 … 480 V",null,null,"Cu","Al"]
["ACSM1-04Ax-02A5-4","R2",2.5,"3x1.5+1.5","-",3,null,null,null,null,null,null,null,null,null,null,null,null,null,null,null,null,null,null,null,null,"x",null,null,null,null,null,null,null,null,null,null,null,null,null,null,null,3,null,null,null,null,null,null,null,null,null,null,null,null,null,null,null,null,null,null,null,null,null,null,null,2,null,null,null,null,null,null,null,null,null,null,null,null,null,null,1,null,null,null,null,null,null,null,null,null,null,null,null,1,null,null,null,null,null,null,null,null,null,null,null,1,null,null,null,"x",null,null,null,null,null,null,null,null,1,null,null,null,null,null,null,null,null,null,null,null,null,null,null,null,null,null,null,null,null,null,null,null,null,null,null,null,null,null,1,null,null,null,null,1,null,null,null,null,null,null,1]
["ACSM1-04Ax-03A0-4","R2",3,"3x1.5+1.5","-",3,null,null,null,null,null,null,null,null,null,null,null,null,null,null,null,null,null,null,null,null,"x",null,null,null,null,null,null,null,null,null,null,null,null,null,null,null,3,null,null,null,null,null,null,null,null,null,null,null,null,null,null,null,null,null,null,null,null,null,null,null,2,null,null,null,null,null,null,null,null,null,null,null,null,null,null,1,null,null,null,null,null,null,null,null,null,null,null,null,1,null,null,null,null,null,null,null,null,null,null,null,1,null,null,null,"x",null,null,null,null,null,null,null,null,1,null,null,null,null,null,null,null,null,null,null,null,null,null,null,null,null,null,null,null,null,null,null,null,null,null,null,null,null,null,1,null,null,null,null,1,null,null,null,null,null,null,1]
["ACSM1-04Ax-04A0-4","R2",4,"3x1.5+1.5","-",null,3,null,null,null,null,null,null,null,null,null,null,null,null,null,null,null,null,null,null,null,"x",null,null,null,null,null,null,null,null,null,null,null,null,null,null,null,null,3,null,null,null,null,null,null,null,null,null,null,null,null,null,null,null,null,null,null,null,null,null,null,2,null,null,null,null,null,null,null,null,null,null,null,null,null,null,null,1,null,null,null,null,null,null,null,null,null,null,null,1,null,null,null,null,null,null,null,null,null,null,null,1,null,null,null,"x",null,null,null,null,null,null,null,null,1,null,null,null,null,null,null,null,null,null,null,null,null,null,null,null,null,null,null,null,null,null,null,null,null,null,null,null,null,null,1,null,null,null,null,1,null,null,null,null,null,null,1]
["ACSM1-04Ax-05A0-4","R2",5,"3x1.5+1.5","-",null,3,null,null,null,null,null,null,null,null,null,null,null,null,null,null,null,null,null,null,null,"x",null,null,null,null,null,null,null,null,null,null,null,null,null,null,null,null,3,null,null,null,null,null,null,null,null,null,null,null,null,null,null,null,null,null,null,null,null,null,null,2,null,null,null,null,null,null,null,null,null,null,null,null,null,null,null,null,1,null,null,null,null,null,null,null,null,null,null,null,1,null,null,null,null,null,null,null,null,null,null,1,null,null,null,"x",null,null,null,null,null,null,null,null,1,null,null,null,null,null,null,null,null,null,null,null,null,null,null,null,null,null,null,null,null,null,null,null,null,null,null,null,null,null,1,null,null,null,null,1,null,null,null,null,null,null,1]
["ACSM1-04Ax-07A0-4","R2",7,"3x1.5+1.5","-",null,null,3,null,null,null,null,null,null,null,null,null,null,null,null,null,null,null,null,null,null,"x",null,null,null,null,null,null,null,null,null,null,null,null,null,null,null,null,null,3,null,null,null,null,null,null,null,null,null,null,null,null,null,null,null,null,null,null,null,null,null,2,null,null,null,null,null,null,null,null,null,null,null,null,null,null,null,null,null,1,null,null,null,null,null,null,null,null,null,null,null,1,null,null,null,null,null,null,null,null,null,1,null,null,null,"x",null,null,null,null,null,null,null,null,1,null,null,null,null,null,null,null,null,null,null,null,null,null,null,null,null,null,null,null,null,null,null,null,null,null,null,null,null,null,1,null,null,null,null,1,null,null,null,null,null,null,1]
["ACSM1-04Ax-09A5-4","R3",9.5,"3x2.5+2.5","-",null,null,3,null,null,null,null,null,null,null,null,null,null,null,null,null,null,null,null,null,null,"x",null,null,null,null,null,null,null,null,null,null,null,null,null,null,null,null,null,3,null,null,null,null,null,null,null,null,null,null,null,null,null,null,null,null,null,null,null,null,null,null,2,null,null,null,null,null,null,null,null,null,null,null,null,null,null,null,null,1,null,null,null,null,null,null,null,null,null,null,null,1,null,null,null,null,null,null,null,null,null,1,null,null,null,"x",null,null,null,null,null,null,null,null,1,null,null,null,null,null,null,null,null,null,null,null,null,null,null,null,null,null,null,null,null,null,null,null,null,null,null,null,null,null,1,null,null,null,null,1,null,null,null,null,null,null,null,1]
["ACSM1-04Ax-012A-4","R3",12,"3x2.5+2.5","-",null,null,null,3,null,null,null,null,null,null,null,null,null,null,null,null,null,null,null,null,null,"x",null,null,null,null,null,null,null,null,null,null,null,null,null,null,null,null,null,null,3,null,null,null,null,null,null,null,null,null,null,null,null,null,null,null,null,null,null,null,null,null,null,2,null,null,null,null,null,null,null,null,null,null,null,null,null,null,null,null,1,null,null,null,null,null,null,null,null,null,null,null,1,null,null,null,null,null,null,null,null,1,null,null,null,"x",null,null,null,null,null,null,null,null,1,null,null,null,null,null,null,null,null,null,null,null,null,null,null,null,null,null,null,null,null,null,null,null,null,null,null,null,null,null,1,null,null,null,null,1,null,null,null,null,null,null,null,null,1]
["ACSM1-04Ax-016A-4","R3",16,"3x4+4","-",null,null,null,null,3,null,null,null,null,null,null,null,null,null,null,null,null,null,null,null,null,"x",null,null,null,null,null,null,null,null,null,null,null,null,null,null,null,null,null,null,null,3,null,null,null,null,null,null,null,null,null,null,null,null,null,null,null,null,null,null,null,null,null,2,null,null,null,null,null,null,null,null,null,null,null,null,null,null,null,null,null,1,null,null,null,null,null,null,null,null,null,null,null,1,null,null,null,null,null,null,null,1,null,null,null,"x",null,null,null,null,null,null,null,null,1,null,null,null,null,null,null,null,null,null,null,null,null,null,null,null,null,null,null,null,null,null,null,null,null,null,null,null,null,null,1,null,null,null,null,1,null,null,null,null,null,null,null,null,1]
["ACSM1-04Ax-024A-4","R4",24,"3x6+6","3x25+16Cu",null,null,null,null,3,null,null,null,null,null,null,null,null,null,null,null,null,null,null,null,null,"x",null,null,null,null,null,null,null,null,null,null,null,null,null,null,null,null,null,null,null,3,null,null,null,null,null,null,null,null,null,null,null,null,null,null,null,null,null,null,null,null,null,null,2,null,null,null,null,null,null,null,null,null,null,null,null,null,null,null,null,null,1,null,null,null,null,null,null,null,null,null,null,null,1,null,null,null,null,null,null,null,1,null,null,"x",null,null,null,null,null,null,null,null,null,null,1,null,null,null,null,null,null,null,null,null,null,null,null,null,null,null,null,null,null,null,null,null,null,null,null,null,null,null,null,1,null,null,null,null,1,null,null,null,null,null,null,null,null,1]
["ACSM1-04Ax-031A-4","R4",31,"3x6+6","3x25+16Cu",null,null,null,null,null,3,null,null,null,null,null,null,null,null,null,null,null,null,null,null,null,"x",null,null,null,null,null,null,null,null,null,null,null,null,null,null,null,null,null,null,null,null,3,null,null,null,null,null,null,null,null,null,null,null,null,null,null,null,null,null,null,null,null,null,2,null,null,null,null,null,null,null,null,null,null,null,null,null,null,null,null,null,null,1,null,null,null,null,null,null,null,null,null,null,null,1,null,null,null,null,null,null,1,null,null,"x",null,null,null,null,null,null,null,null,null,null,null,null,1,null,null,null,null,null,null,null,null,null,null,null,null,null,null,null,null,null,null,null,null,null,null,null,null,null,null,1,null,null,null,null,1,null,null,null,null,null,null,null,null,1]
["ACSM1-04Ax-040A-4","R5",40,"3x10+10","3x25+16Cu",null,null,null,null,null,null,3,null,null,null,null,null,null,null,null,null,null,null,null,null,null,"x",null,null,null,null,null,null,null,null,null,null,null,null,null,null,null,null,null,null,null,null,null,3,null,null,null,null,null,null,null,null,null,null,null,null,null,null,null,null,null,null,null,null,null,2,null,null,null,null,null,null,null,null,null,null,null,null,null,null,null,null,null,null,1,null,null,null,null,null,null,null,null,null,null,null,1,null,null,null,null,null,1,null,null,"x",null,null,null,null,null,null,null,null,null,null,null,null,null,null,1,null,null,null,null,null,null,null,null,null,null,null,null,null,null,null,null,null,null,null,null,null,null,null,null,null,1,null,null,null,null,1,null,null,null,null,null,null,null,null,1]
["ACSM1-04Ax-046A-4","R5",46,"3x16+10","3x25+16Cu",null,null,null,null,null,null,null,3,null,null,null,null,null,null,null,null,null,null,null,null,null,"x",null,null,null,null,null,null,null,null,null,null,null,null,null,null,null,null,null,null,null,null,null,null,3,null,null,null,null,null,null,null,null,null,null,null,null,null,null,null,null,null,null,null,null,2,null,null,null,null,null,null,null,null,null,null,null,null,null,null,null,null,null,null,null,1,null,null,null,null,null,null,null,null,null,null,null,1,null,null,null,null,1,null,null,"x",null,null,null,null,null,null,null,null,null,null,null,null,null,null,null,null,1,null,null,null,null,null,null,null,null,null,null,null,null,null,null,null,null,null,null,null,null,null,null,null,1,null,null,null,null,1,null,null,null,null,null,null,null,null,1]
["ACSM1-04Cx-024A-4","R4",24,"3x6+6","3x25+16Cu",null,null,null,null,3,null,null,null,null,null,null,null,null,null,null,null,null,null,null,null,null,"x",null,null,null,null,null,null,null,null,null,null,null,null,null,null,null,null,null,null,null,3,null,null,null,null,null,null,null,null,null,null,null,null,null,null,null,null,null,null,null,null,null,null,2,null,null,null,null,null,null,null,null,null,null,null,null,null,null,null,null,null,1,null,null,null,null,null,null,null,null,null,null,null,1,null,null,null,null,null,null,null,1,null,null,"x",null,null,null,null,null,null,null,null,null,null,1,null,null,null,null,null,null,null,null,null,null,null,null,null,null,null,null,null,null,null,null,null,null,null,null,null,null,null,null,1,null,null,null,null,1,null,null,null,null,null,null,null,null,1]
["ACSM1-04Cx-031A-4","R4",31,"3x6+6","3x25+16Cu",null,null,null,null,null,3,null,null,null,null,null,null,null,null,null,null,null,null,null,null,null,"x",null,null,null,null,null,null,null,null,null,null,null,null,null,null,null,null,null,null,null,null,3,null,null,null,null,null,null,null,null,null,null,null,null,null,null,null,null,null,null,null,null,null,2,null,null,null,null,null,null,null,null,null,null,null,null,null,null,null,null,null,null,1,null,null,null,null,null,null,null,null,null,null,null,1,null,null,null,null,null,null,1,null,null,"x",null,null,null,null,null,null,null,null,null,null,null,null,1,null,null,null,null,null,null,null,null,null,null,null,null,null,null,null,null,null,null,null,null,null,null,null,null,null,null,1,null,null,null,null,1,null,null,null,null,null,null,null,null,1]
["ACSM1-04Cx-040A-4","R5",40,"3x10+10","3x25+16Cu",null,null,null,null,null,null,3,null,null,null,null,null,null,null,null,null,null,null,null,null,null,"x",null,null,null,null,null,null,null,null,null,null,null,null,null,null,null,null,null,null,null,null,null,3,null,null,null,null,null,null,null,null,null,null,null,null,null,null,null,null,null,null,null,null,null,2,null,null,null,null,null,null,null,null,null,null,null,null,null,null,null,null,null,null,1,null,null,null,null,null,null,null,null,null,null,null,1,null,null,null,null,null,1,null,null,"x",null,null,null,null,null,null,null,null,null,null,null,null,null,null,null,null,1,null,null,null,null,null,null,null,null,null,null,null,null,null,null,null,null,null,null,null,null,null,null,null,1,null,null,null,null,1,null,null,null,null,null,null,null,null,1]
["ACSM1-04Cx-046A-4","R5",46,"3x16+10","3x25+16Cu",null,null,null,null,null,null,null,3,null,null,null,null,null,null,null,null,null,null,null,null,null,"x",null,null,null,null,null,null,null,null,null,null,null,null,null,null,null,null,null,null,null,null,null,null,3,null,null,null,null,null,null,null,null,null,null,null,null,null,null,null,null,null,null,null,null,2,null,null,null,null,null,null,null,null,null,null,null,null,null,null,null,null,null,null,null,1,null,null,null,null,null,null,null,null,null,null,null,1,null,null,null,null,1,null,null,"x",null,null,null,null,null,null,null,null,null,null,null,null,null,null,null,null,1,null,null,null,null,null,null,null,null,null,null,null,null,null,null,null,null,null,null,null,null,null,null,null,1,null,null,null,null,1,null,null,null,null,null,null,null,null,1]
["ACSM1-04Ax-060A-4","R6",60,"3x25+16","3x25+16Cu",null,null,null,null,null,null,null,null,"3",null,null,null,null,null,null,null,null,null,null,null,null,"x",null,null,null,null,null,null,null,null,null,null,null,null,null,null,null,null,null,null,null,null,null,null,null,3,null,null,null,null,null,null,null,null,null,null,null,null,null,null,null,null,null,null,null,null,2,null,null,null,null,null,null,null,null,null,null,null,null,null,null,null,null,null,null,null,1,null,null,null,null,null,null,null,null,null,null,null,1,null,null,null,null,1,null,"x",null,null,null,null,null,null,null,null,null,null,null,null,null,null,null,null,null,null,1,null,null,null,null,null,null,null,null,null,null,null,null,null,null,null,null,null,null,null,null,null,1,null,null,null,null,1,null,null,null,null,null,null,null,null,1]
["ACSM1-04Ax-073A-4","R6",73,"3x35+16","3x50+16Cu",null,null,null,null,null,null,null,null,null,"3",null,null,null,null,null,null,null,null,null,null,null,"x",null,null,null,null,null,null,null,null,null,null,null,null,null,null,null,null,null,null,null,null,null,null,null,null,3,null,null,null,null,null,null,null,null,null,null,null,null,null,null,null,null,null,null,null,2,null,null,null,null,null,null,null,null,null,null,null,null,null,null,null,null,null,null,null,null,1,null,null,null,null,null,null,null,null,null,null,null,1,null,null,null,1,null,"x",null,null,null,null,null,null,null,null,null,null,null,null,null,null,null,null,null,null,null,null,1,null,null,null,null,null,null,null,null,null,null,null,null,null,null,null,null,null,null,null,1,null,null,null,null,1,null,null,null,null,null,null,null,null,1]
["ACSM1-04Ax-090A-4","R6",90,"3x35+16","3x70+21Cu",null,null,null,null,null,null,null,null,null,null,"3",null,null,null,null,null,null,null,null,null,null,"x",null,null,null,null,null,null,null,null,null,null,null,null,null,null,null,null,null,null,null,null,null,null,null,null,null,3,null,null,null,null,null,null,null,null,null,null,null,null,null,null,null,null,null,null,2,null,null,null,null,null,null,null,null,null,null,null,null,null,null,null,null,null,null,null,null,1,null,null,null,null,null,null,null,null,null,null,null,1,null,null,null,1,null,"x",null,null,null,null,null,null,null,null,null,null,null,null,null,null,null,null,null,null,null,null,null,null,null,null,null,null,null,null,null,null,null,null,null,null,null,null,null,null,null,null,null,1,null,null,null,null,1,null,null,null,null,null,null,null,1]
["ACSM1-04Cx-060A-4","R6",60,"3x25+16","3x25+16Cu",null,null,null,null,null,null,null,null,"3",null,null,null,null,null,null,null,null,null,null,null,null,"x",null,null,null,null,null,null,null,null,null,null,null,null,null,null,null,null,null,null,null,null,null,null,null,3,null,null,null,null,null,null,null,null,null,null,null,null,null,null,null,null,null,null,null,null,2,null,null,null,null,null,null,null,null,null,null,null,null,null,null,null,null,null,null,null,1,null,null,null,null,null,null,null,null,null,null,null,1,null,null,null,null,1,null,"x",null,null,null,null,null,null,null,null,null,null,null,null,null,null,null,null,null,null,1,null,null,null,null,null,null,null,null,null,null,null,null,null,null,null,null,null,null,null,null,null,1,null,null,null,null,1,null,null,null,null,null,null,null,null,1]
["ACSM1-04Cx-073A-4","R6",73,"3x35+16","3x50+16Cu",null,null,null,null,null,null,null,null,null,"3",null,null,null,null,null,null,null,null,null,null,null,"x",null,null,null,null,null,null,null,null,null,null,null,null,null,null,null,null,null,null,null,null,null,null,null,null,3,null,null,null,null,null,null,null,null,null,null,null,null,null,null,null,null,null,null,null,2,null,null,null,null,null,null,null,null,null,null,null,null,null,null,null,null,null,null,null,null,1,null,null,null,null,null,null,null,null,null,null,null,1,null,null,null,1,null,"x",null,null,null,null,null,null,null,null,null,null,null,null,null,null,null,null,null,null,null,null,1,null,null,null,null,null,null,null,null,null,null,null,null,null,null,null,null,null,null,null,1,null,null,null,null,1,null,null,null,null,null,null,null,null,1]
["ACSM1-04Cx-090A-4","R6",90,"3x35+16","3x70+21Cu",null,null,null,null,null,null,null,null,null,null,"3",null,null,null,null,null,null,null,null,null,null,"x",null,null,null,null,null,null,null,null,null,null,null,null,null,null,null,null,null,null,null,null,null,null,null,null,null,3,null,null,null,null,null,null,null,null,null,null,null,null,null,null,null,null,null,null,2,null,null,null,null,null,null,null,null,null,null,null,null,null,null,null,null,null,null,null,null,1,null,null,null,null,null,null,null,null,null,null,null,1,null,null,null,1,null,"x",null,null,null,null,null,null,null,null,null,null,null,null,null,null,null,null,null,null,null,null,1,null,null,null,null,null,null,null,null,null,null,null,null,null,null,null,null,null,null,null,null,1,null,null,null,null,1,null,null,null,null,null,null,null,1]
["ACSM1-04Ax-110A-4","R8",110,"3x95+50","3x150+50Cu",null,null,null,null,null,null,null,null,null,null,null,null,"3",null,null,null,null,null,null,null,null,null,null,"3",null,null,null,null,null,null,null,null,null,null,null,null,null,null,null,null,null,null,null,null,null,null,null,null,null,3,null,null,null,null,null,null,null,null,null,null,null,null,null,null,null,null,null,2,null,null,null,null,null,null,null,null,null,null,null,null,null,null,null,null,null,null,null,null,"x",null,null,null,null,null,null,null,null,null,null,null,"x",null,null,null,"x",null,null,1,null,null,null,null,null,null,null,null,null,null,null,null,null,null,null,null,null,null,null,null,1,null,null,null,null,null,null,null,null,null,null,null,null,null,null,null,null,null,null,1,null,null,null,null,1,null,null,null,null,null,null,null,null,null,null,null,1]
["ACSM1-04Ax-135A-4","R8",135,"3x120+70","3x185+57Cu",null,null,null,null,null,null,null,null,null,null,null,null,null,"3",null,null,null,null,null,null,null,null,null,null,null,"3",null,null,null,null,null,null,null,null,null,null,null,null,null,null,null,null,null,null,null,null,null,null,null,null,3,null,null,null,null,null,null,null,null,null,null,null,null,null,null,null,null,null,2,null,null,null,null,null,null,null,null,null,null,null,null,null,null,null,null,null,null,null,"x",null,null,null,null,null,null,null,null,null,null,null,"x",null,null,null,"x",null,null,1,null,null,null,null,null,null,null,null,null,null,null,null,null,null,null,null,null,null,null,null,null,null,1,null,null,null,null,null,null,null,null,null,null,null,null,null,null,null,null,null,"x",null,null,null,null,"x",null,null,null,null,null,null,null,null,null,null,1]
["ACSM1-04Ax-175A-4","R8",175,"3x150+70","3x240+95Cu",null,null,null,null,null,null,null,null,null,null,null,null,null,"3",null,null,null,null,null,null,null,null,null,null,null,null,"3",null,null,null,null,null,null,null,null,null,null,null,null,null,null,null,null,null,null,null,null,null,null,null,null,3,null,null,null,null,null,null,null,null,null,null,null,null,null,null,null,null,2,null,null,null,null,null,null,null,null,null,null,null,null,null,null,null,null,null,null,null,"x",null,null,null,null,null,null,null,null,null,null,null,"x",null,null,null,"x",null,null,1,null,null,null,null,null,null,null,null,null,null,null,null,null,null,null,null,null,null,null,null,null,null,null,null,1,null,null,null,null,null,null,null,null,null,null,null,null,null,null,null,"x",null,null,null,null,"x",null,null,null,null,null,null,null,null,null,null,1]
["ACSM1-04Ax-210A-4","R8",210,"3x185+70","3x240+95Cu",null,null,null,null,null,null,null,null,null,null,null,null,null,null,null,"3",null,null,null,null,null,null,null,null,null,null,null,"3",null,null,null,null,null,null,null,null,null,null,null,null,null,null,null,null,null,null,null,null,null,null,null,null,null,3,null,null,null,null,null,null,null,null,null,null,null,null,null,null,null,2,null,null,null,null,null,null,null,null,null,null,null,null,null,null,null,null,null,null,"x",null,null,null,null,null,null,null,null,null,null,null,"x",null,null,null,"x",null,null,null,1,null,null,null,null,null,null,null,null,null,null,null,null,null,null,null,null,null,null,null,null,null,null,null,1,null,null,null,null,null,null,null,null,null,null,null,null,null,null,null,"x",null,null,null,null,"x",null,null,null,null,null,null,null,null,null,null,1]
["ACSM1-04Lx-110A-4","R8",110,"3x95+50","3x150+50Cu",null,null,null,null,null,null,null,null,null,null,null,null,3,null,null,null,null,null,null,null,null,null,null,"3",null,null,null,null,null,null,null,null,null,null,null,null,null,null,null,null,null,null,null,null,null,null,null,null,null,3,null,null,null,null,null,null,null,null,null,null,null,null,null,null,null,null,null,2,null,null,null,null,null,null,null,null,null,null,null,null,null,null,null,null,null,null,null,null,"x",null,null,null,null,null,null,null,null,null,null,null,"x",null,null,null,"x",null,null,1,null,null,null,null,null,null,null,null,null,null,null,null,null,null,null,null,null,null,null,null,1,null,null,null,null,null,null,null,null,null,null,null,null,null,null,null,null,null,null,1,null,null,null,null,1,null,null,null,null,null,null,null,null,null,null,null,1]
["ACSM1-04Lx-135A-4","R8",135,"3x120+70","3x185+57Cu",null,null,null,null,null,null,null,null,null,null,null,null,null,3,null,null,null,null,null,null,null,null,null,null,null,3,null,null,null,null,null,null,null,null,null,null,null,null,null,null,null,null,null,null,null,null,null,null,null,null,3,null,null,null,null,null,null,null,null,null,null,null,null,null,null,null,null,null,2,null,null,null,null,null,null,null,null,null,null,null,null,null,null,null,null,null,null,null,"x",null,null,null,null,null,null,null,null,null,null,null,"x",null,null,null,"x",null,null,1,null,null,null,null,null,null,null,null,null,null,null,null,null,null,null,null,null,null,null,null,null,null,1,null,null,null,null,null,null,null,null,null,null,null,null,null,null,null,null,null,"x",null,null,null,null,"x",null,null,null,null,null,null,null,null,null,null,1]
["ACSM1-04Lx-175A-4","R8",175,"3x150+70","3x240+95Cu",null,null,null,null,null,null,null,null,null,null,null,null,null,3,null,null,null,null,null,null,null,null,null,null,null,null,3,null,null,null,null,null,null,null,null,null,null,null,null,null,null,null,null,null,null,null,null,null,null,null,null,3,null,null,null,null,null,null,null,null,null,null,null,null,null,null,null,null,2,null,null,null,null,null,null,null,null,null,null,null,null,null,null,null,null,null,null,null,"x",null,null,null,null,null,null,null,null,null,null,null,"x",null,null,null,"x",null,null,1,null,null,null,null,null,null,null,null,null,null,null,null,null,null,null,null,null,null,null,null,null,null,null,null,1,null,null,null,null,null,null,null,null,null,null,null,null,null,null,null,"x",null,null,null,null,"x",null,null,null,null,null,null,null,null,null,null,1]
["ACSM1-04Lx-210A-4","R8",210,"3x185+70","3x240+95Cu",null,null,null,null,null,null,null,null,null,null,null,null,null,null,null,3,null,null,null,null,null,null,null,null,null,null,null,3,null,null,null,null,null,null,null,null,null,null,null,null,null,null,null,null,null,null,null,null,null,null,null,null,null,3,null,null,null,null,null,null,null,null,null,null,null,null,null,null,null,2,null,null,null,null,null,null,null,null,null,null,null,null,null,null,null,null,null,null,"x",null,null,null,null,null,null,null,null,null,null,null,"x",null,null,null,"x",null,null,null,1,null,null,null,null,null,null,null,null,null,null,null,null,null,null,null,null,null,null,null,null,null,null,null,1,null,null,null,null,null,null,null,null,null,null,null,null,null,null,null,"x",null,null,null,null,"x",null,null,null,null,null,null,null,null,null,null,1]
["ACSM1-04Lx-260A-4","R8",260,"3x240+70","2x(3x95)",null,null,null,null,null,null,null,null,null,null,null,null,null,null,null,null,3,null,null,null,null,null,null,null,null,null,null,3,null,null,null,null,null,null,null,null,null,null,null,null,null,null,null,null,null,null,null,null,null,null,null,null,null,null,3,null,null,null,null,null,null,null,null,null,null,null,null,null,null,null,null,2,null,null,null,null,null,null,null,null,null,null,null,null,null,null,null,null,"x",null,null,null,null,null,null,null,null,null,null,null,"x",null,null,null,"x",null,null,null,1,null,null,null,null,null,null,null,null,null,null,null,null,null,null,null,null,null,null,null,null,null,null,null,null,null,1,null,null,null,null,null,null,null,null,null,null,null,null,null,"x",null,null,null,null,"x",null,null,null,null,null,null,null,null,null,null,null,1]
["ACSM1-04-390A-4","G1",350,"2 x (3x120)","3 x (3x120)",null,null,null,null,null,null,null,null,null,null,null,null,null,null,null,null,null,null,null,null,"x",null,null,null,null,null,null,null,3,null,null,null,null,null,null,null,null,null,null,null,null,null,null,null,null,null,null,null,null,null,null,null,null,null,null,null,null,null,null,null,null,null,null,null,null,null,null,null,null,null,null,null,null,null,null,null,null,null,null,null,null,null,null,null,null,null,null,null,"x",null,null,null,null,null,null,null,null,null,null,null,"x",null,null,null,"x",null,null,null,null,null,null,null,null,null,null,null,null,null,null,null,null,null,null,null,null,null,null,null,null,null,null,null,null,null,null,null,null,null,null,null,null,null,null,null,null,null,null,null,"x",null,null,null,null,"x",null,null,null,null,null,null,null,null,null,null,null,2]
["ACSM1-04-500A-4","G1",450,"3 x (3x95)","3 x (3x150)",null,null,null,null,null,null,null,null,null,null,null,null,null,null,null,null,null,null,null,null,"x",null,null,null,null,null,null,null,null,null,3,null,null,null,null,null,null,null,null,null,null,null,null,null,null,null,null,null,null,null,null,null,null,null,null,null,null,null,null,null,null,null,null,null,null,null,null,null,null,null,null,null,null,null,null,null,null,null,null,null,null,null,null,null,null,null,null,null,"x",null,null,null,null,null,null,null,null,null,null,null,"x",null,null,null,"x",null,null,null,null,null,null,null,null,null,null,null,null,null,null,null,null,null,null,null,null,null,null,null,null,null,null,null,null,null,null,null,null,null,null,null,null,null,null,null,null,null,null,null,"x",null,null,null,null,"x",null,null,null,null,null,null,null,null,null,null,null,2]
["ACSM1-04-580A-4","G2",530,"3 x (3x120)","3 x (3x185)",null,null,null,null,null,null,null,null,null,null,null,null,null,null,null,null,null,null,null,null,"x",null,null,null,null,null,null,null,null,null,null,null,3,null,null,null,null,null,null,null,null,null,null,null,null,null,null,null,null,null,null,null,null,null,null,null,null,null,null,null,null,null,null,null,null,null,null,null,null,null,null,null,null,null,null,null,null,null,null,null,null,null,null,null,null,null,null,null,"x",null,null,null,null,null,null,null,null,null,null,null,"x",null,null,null,"x",null,null,null,null,null,null,null,null,null,null,null,null,null,null,null,null,null,null,null,null,null,null,null,null,null,null,null,null,null,null,null,null,null,null,null,null,null,null,null,null,null,null,null,"x",null,null,null,null,"x",null,null,null,null,null,null,null,null,null,null,null,3]
["ACSM1-04-635A-4","G2",580,"3 x (3x150)","3 x (3x240)",null,null,null,null,null,null,null,null,null,null,null,null,null,null,null,null,null,null,null,null,"x",null,null,null,null,null,null,null,null,null,null,null,3,null,null,null,null,null,null,null,null,null,null,null,null,null,null,null,null,null,null,null,null,null,null,null,null,null,null,null,null,null,null,null,null,null,null,null,null,null,null,null,null,null,null,null,null,null,null,null,null,null,null,null,null,null,null,null,"x",null,null,null,null,null,null,null,null,null,null,null,"x",null,null,null,"x",null,null,null,null,null,null,null,null,null,null,null,null,null,null,null,null,null,null,null,null,null,null,null,null,null,null,null,null,null,null,null,null,null,null,null,null,null,null,null,null,null,null,null,"x",null,null,null,null,"x",null,null,null,null,null,null,null,null,null,null,null,3]
["UN = 200 … 240 V",null,null,"Cu","Al"]
["ACQ810-04-02A7-2","R2",2.7,"3x1.5+1.5","-",3,null,null,null,null,null,null,null,null,null,null,null,null,null,null,null,null,null,null,null,null,"x",null,null,null,null,null,null,null,null,null,null,null,null,null,null,null,3,null,null,null,null,null,null,null,null,null,null,null,null,null,null,null,null,null,null,null,null,null,null,null,2,null,null,null,null,null,null,null,null,null,null,null,null,null,null,1,null,null,null,null,null,null,null,null,null,null,null,null,1,null,null,null,null,null,null,null,null,null,null,null,1,null,null,null,"x",null,null,null,null,null,null,null,null,1,null,null,null,null,null,null,null,null,null,null,null,null,null,null,null,null,null,null,null,null,null,null,null,null,null,null,null,null,null,1,null,null,null,null,1,null,null,null,null,null,null,null,null,null,null,null,null,null,null,null,null,null,"x"]
["ACQ810-04-03A0-2","R2",3,"3x1.5+1.5","-",3,null,null,null,null,null,null,null,null,null,null,null,null,null,null,null,null,null,null,null,null,"x",null,null,null,null,null,null,null,null,null,null,null,null,null,null,null,3,null,null,null,null,null,null,null,null,null,null,null,null,null,null,null,null,null,null,null,null,null,null,null,2,null,null,null,null,null,null,null,null,null,null,null,null,null,null,1,null,null,null,null,null,null,null,null,null,null,null,null,1,null,null,null,null,null,null,null,null,null,null,null,1,null,null,null,"x",null,null,null,null,null,null,null,null,1,null,null,null,null,null,null,null,null,null,null,null,null,null,null,null,null,null,null,null,null,null,null,null,null,null,null,null,null,null,1,null,null,null,null,1,null,null,null,null,null,null,null,null,null,null,null,null,null,null,null,null,null,"x"]
["ACQ810-04-03A5-2","R2",3.5,"3x1.5+1.5","-",null,3,null,null,null,null,null,null,null,null,null,null,null,null,null,null,null,null,null,null,null,"x",null,null,null,null,null,null,null,null,null,null,null,null,null,null,null,null,3,null,null,null,null,null,null,null,null,null,null,null,null,null,null,null,null,null,null,null,null,null,null,2,null,null,null,null,null,null,null,null,null,null,null,null,null,null,null,1,null,null,null,null,null,null,null,null,null,null,null,1,null,null,null,null,null,null,null,null,null,null,null,1,null,null,null,"x",null,null,null,null,null,null,null,null,1,null,null,null,null,null,null,null,null,null,null,null,null,null,null,null,null,null,null,null,null,null,null,null,null,null,null,null,null,null,1,null,null,null,null,1,null,null,null,null,null,null,null,null,null,null,null,null,null,null,null,null,null,"x"]
["ACQ810-04-04A9-2","R2",4.9000000000000004,"3x1.5+1.5","-",null,3,null,null,null,null,null,null,null,null,null,null,null,null,null,null,null,null,null,null,null,"x",null,null,null,null,null,null,null,null,null,null,null,null,null,null,null,null,3,null,null,null,null,null,null,null,null,null,null,null,null,null,null,null,null,null,null,null,null,null,null,2,null,null,null,null,null,null,null,null,null,null,null,null,null,null,null,null,1,null,null,null,null,null,null,null,null,null,null,null,1,null,null,null,null,null,null,null,null,null,null,1,null,null,null,"x",null,null,null,null,null,null,null,null,1,null,null,null,null,null,null,null,null,null,null,null,null,null,null,null,null,null,null,null,null,null,null,null,null,null,null,null,null,null,1,null,null,null,null,1,null,null,null,null,null,null,null,null,null,null,null,null,null,null,null,null,null,"x"]
["ACQ810-04-06A3-2","R2",6.3,"3x1.5+1.5","-",null,null,3,null,null,null,null,null,null,null,null,null,null,null,null,null,null,null,null,null,null,"x",null,null,null,null,null,null,null,null,null,null,null,null,null,null,null,null,null,3,null,null,null,null,null,null,null,null,null,null,null,null,null,null,null,null,null,null,null,null,null,2,null,null,null,null,null,null,null,null,null,null,null,null,null,null,null,null,null,1,null,null,null,null,null,null,null,null,null,null,null,1,null,null,null,null,null,null,null,null,null,1,null,null,null,"x",null,null,null,null,null,null,null,null,1,null,null,null,null,null,null,null,null,null,null,null,null,null,null,null,null,null,null,null,null,null,null,null,null,null,null,null,null,null,1,null,null,null,null,1,null,null,null,null,null,null,null,null,null,null,null,null,null,null,null,null,null,"x"]
["ACQ810-04-08A3-2","R3",8.3000000000000007,"3x2.5+2.5","-",null,null,3,null,null,null,null,null,null,null,null,null,null,null,null,null,null,null,null,null,null,"x",null,null,null,null,null,null,null,null,null,null,null,null,null,null,null,null,null,3,null,null,null,null,null,null,null,null,null,null,null,null,null,null,null,null,null,null,null,null,null,null,2,null,null,null,null,null,null,null,null,null,null,null,null,null,null,null,null,1,null,null,null,null,null,null,null,null,null,null,null,1,null,null,null,null,null,null,null,null,null,1,null,null,null,"x",null,null,null,null,null,null,null,null,1,null,null,null,null,null,null,null,null,null,null,null,null,null,null,null,null,null,null,null,null,null,null,null,null,null,null,null,null,null,1,null,null,null,null,1,null,null,null,null,null,null,null,null,null,null,null,null,null,null,null,null,null,"x"]
["ACQ810-04-11A0-2","R3",11,"3x2.5+2.5","-",null,null,null,3,null,null,null,null,null,null,null,null,null,null,null,null,null,null,null,null,null,"x",null,null,null,null,null,null,null,null,null,null,null,null,null,null,null,null,null,null,3,null,null,null,null,null,null,null,null,null,null,null,null,null,null,null,null,null,null,null,null,null,null,2,null,null,null,null,null,null,null,null,null,null,null,null,null,null,null,null,1,null,null,null,null,null,null,null,null,null,null,null,1,null,null,null,null,null,null,null,null,1,null,null,null,"x",null,null,null,null,null,null,null,null,1,null,null,null,null,null,null,null,null,null,null,null,null,null,null,null,null,null,null,null,null,null,null,null,null,null,null,null,null,null,1,null,null,null,null,1,null,null,null,null,null,null,null,null,null,null,null,null,null,null,null,null,null,"x"]
["ACQ810-04-14A4-2","R3",14.4,"3x4+4","-",null,null,null,null,3,null,null,null,null,null,null,null,null,null,null,null,null,null,null,null,null,"x",null,null,null,null,null,null,null,null,null,null,null,null,null,null,null,null,null,null,null,3,null,null,null,null,null,null,null,null,null,null,null,null,null,null,null,null,null,null,null,null,null,2,null,null,null,null,null,null,null,null,null,null,null,null,null,null,null,null,null,1,null,null,null,null,null,null,null,null,null,null,null,1,null,null,null,null,null,null,null,1,null,null,null,"x",null,null,null,null,null,null,null,null,1,null,null,null,null,null,null,null,null,null,null,null,null,null,null,null,null,null,null,null,null,null,null,null,null,null,null,null,null,null,1,null,null,null,null,1,null,null,null,null,null,null,null,null,null,null,null,null,null,null,null,null,null,"x"]
["ACQ810-04-021A-2","R4",21,"3x6+6","3x25+16Cu",null,null,null,null,3,null,null,null,null,null,null,null,null,null,null,null,null,null,null,null,null,"x",null,null,null,null,null,null,null,null,null,null,null,null,null,null,null,null,null,null,null,3,null,null,null,null,null,null,null,null,null,null,null,null,null,null,null,null,null,null,null,null,null,null,2,null,null,null,null,null,null,null,null,null,null,null,null,null,null,null,null,null,1,null,null,null,null,null,null,null,null,null,null,null,1,null,null,null,null,null,null,null,1,null,null,"x",null,null,null,null,null,null,null,null,null,null,1,null,null,null,null,null,null,null,null,null,null,null,null,null,null,null,null,null,null,null,null,null,null,null,null,null,null,null,null,1,null,null,null,null,1,null,null,null,null,null,null,null,null,null,null,null,null,null,null,null,null,"x"]
["ACQ810-04-028A-2","R4",28,"3x6+6","3x25+16Cu",null,null,null,null,null,3,null,null,null,null,null,null,null,null,null,null,null,null,null,null,null,"x",null,null,null,null,null,null,null,null,null,null,null,null,null,null,null,null,null,null,null,null,3,null,null,null,null,null,null,null,null,null,null,null,null,null,null,null,null,null,null,null,null,null,2,null,null,null,null,null,null,null,null,null,null,null,null,null,null,null,null,null,null,1,null,null,null,null,null,null,null,null,null,null,null,1,null,null,null,null,null,null,1,null,null,"x",null,null,null,null,null,null,null,null,null,null,null,null,1,null,null,null,null,null,null,null,null,null,null,null,null,null,null,null,null,null,null,null,null,null,null,null,null,null,null,1,null,null,null,null,1,null,null,null,null,null,null,null,null,null,null,null,null,null,null,null,null,"x"]
["ACQ810-04-035A-2","R5",35,"3x10+10","3x25+16Cu",null,null,null,null,null,null,null,3,null,null,null,null,null,null,null,null,null,null,null,null,null,"x",null,null,null,null,null,null,null,null,null,null,null,null,null,null,null,null,null,null,null,null,null,3,null,null,null,null,null,null,null,null,null,null,null,null,null,null,null,null,null,null,null,null,null,2,null,null,null,null,null,null,null,null,null,null,null,null,null,null,null,null,null,null,1,null,null,null,null,null,null,null,null,null,null,null,1,null,null,null,null,null,1,null,null,"x",null,null,null,null,null,null,null,null,null,null,null,null,null,null,1,null,null,null,null,null,null,null,null,null,null,null,null,null,null,null,null,null,null,null,null,null,null,null,null,null,1,null,null,null,null,1,null,null,null,null,null,null,null,null,null,null,null,null,null,null,null,"x"]
["ACQ810-04-040A-2","R5",40,"3x16+10","3x25+16Cu",null,null,null,null,null,null,null,3,null,null,null,null,null,null,null,null,null,null,null,null,null,"x",null,null,null,null,null,null,null,null,null,null,null,null,null,null,null,null,null,null,null,null,null,null,3,null,null,null,null,null,null,null,null,null,null,null,null,null,null,null,null,null,null,null,null,2,null,null,null,null,null,null,null,null,null,null,null,null,null,null,null,null,null,null,null,1,null,null,null,null,null,null,null,null,null,null,null,1,null,null,null,null,1,null,null,"x",null,null,null,null,null,null,null,null,null,null,null,null,null,null,null,null,1,null,null,null,null,null,null,null,null,null,null,null,null,null,null,null,null,null,null,null,null,null,null,null,1,null,null,null,null,1,null,null,null,null,null,null,null,null,null,null,null,null,null,null,null,"x"]
["ACQ810-04-053A-2","R6",53,"3x25+16","3x25+16Cu",null,null,null,null,null,null,null,null,3,null,null,null,null,null,null,null,null,null,null,null,null,"x",null,null,null,null,null,null,null,null,null,null,null,null,null,null,null,null,null,null,null,null,null,null,null,3,null,null,null,null,null,null,null,null,null,null,null,null,null,null,null,null,null,null,null,null,2,null,null,null,null,null,null,null,null,null,null,null,null,null,null,null,null,null,null,null,1,null,null,null,null,null,null,null,null,null,null,null,1,null,null,null,null,1,null,"x",null,null,null,null,null,null,null,null,null,null,null,null,null,null,null,null,1,null,null,null,null,null,null,null,null,null,null,null,null,null,null,null,null,null,null,null,null,null,null,null,1,null,null,null,null,1,null,null,null,null,null,null,null,null,null,null,null,null,null,null,null,"x"]
["ACQ810-04-067A-2","R6",67,"3x35+16","3x50+16Cu",null,null,null,null,null,null,null,null,null,3,null,null,null,null,null,null,null,null,null,null,null,"x",null,null,null,null,null,null,null,null,null,null,null,null,null,null,null,null,null,null,null,null,null,null,null,null,3,null,null,null,null,null,null,null,null,null,null,null,null,null,null,null,null,null,null,null,2,null,null,null,null,null,null,null,null,null,null,null,null,null,null,null,null,null,null,null,null,1,null,null,null,null,null,null,null,null,null,null,null,1,null,null,null,1,null,"x",null,null,null,null,null,null,null,null,null,null,null,null,null,null,null,null,null,null,null,null,1,null,null,null,null,null,null,null,null,null,null,null,null,null,null,null,null,null,null,null,1,null,null,null,null,1,null,null,null,null,null,null,null,null,null,null,null,null,null,null,null,"x"]
["ACQ810-04-080A-2","R6",80,"3x35+16","3x70+21Cu",null,null,null,null,null,null,null,null,null,null,3,null,null,null,null,null,null,null,null,null,null,"x",null,null,null,null,null,null,null,null,null,null,null,null,null,null,null,null,null,null,null,null,null,null,null,null,null,3,null,null,null,null,null,null,null,null,null,null,null,null,null,null,null,null,null,null,2,null,null,null,null,null,null,null,null,null,null,null,null,null,null,null,null,null,null,null,null,1,null,null,null,null,null,null,null,null,null,null,null,1,null,null,null,1,null,"x",null,null,null,null,null,null,null,null,null,null,null,null,null,null,null,null,null,null,null,null,1,null,null,null,null,null,null,null,null,null,null,null,null,null,null,null,null,null,null,null,null,1,null,null,null,null,1,null,null,null,null,null,null,null,null,null,null,null,null,null,null,"x"]
["UN = 380 … 480 V",null,null,"Cu","Al"]
["ACQ810-04-02A7-4","R2",2.7,"3x1.5+1.5","-",3,null,null,null,null,null,null,null,null,null,null,null,null,null,null,null,null,null,null,null,null,"x",null,null,null,null,null,null,null,null,null,null,null,null,null,null,null,3,null,null,null,null,null,null,null,null,null,null,null,null,null,null,null,null,null,null,null,null,null,null,null,2,null,null,null,null,null,null,null,null,null,null,null,null,null,null,1,null,null,null,null,null,null,null,null,null,null,null,null,1,null,null,null,null,null,null,null,null,null,null,null,1,null,null,null,"x",null,null,null,null,null,null,null,null,1,null,null,null,null,null,null,null,null,null,null,null,null,null,null,null,null,null,null,null,null,null,null,null,null,null,null,null,null,null,1,null,null,null,null,1,null,null,null,null,null,null,null,null,null,null,null,null,null,null,null,null,null,"x"]
["ACQ810-04-03A0-4","R2",3,"3x1.5+1.5","-",3,null,null,null,null,null,null,null,null,null,null,null,null,null,null,null,null,null,null,null,null,"x",null,null,null,null,null,null,null,null,null,null,null,null,null,null,null,3,null,null,null,null,null,null,null,null,null,null,null,null,null,null,null,null,null,null,null,null,null,null,null,2,null,null,null,null,null,null,null,null,null,null,null,null,null,null,1,null,null,null,null,null,null,null,null,null,null,null,null,1,null,null,null,null,null,null,null,null,null,null,null,1,null,null,null,"x",null,null,null,null,null,null,null,null,1,null,null,null,null,null,null,null,null,null,null,null,null,null,null,null,null,null,null,null,null,null,null,null,null,null,null,null,null,null,1,null,null,null,null,1,null,null,null,null,null,null,null,null,null,null,null,null,null,null,null,null,null,"x"]
["ACQ810-04-03A5-4","R2",3.5,"3x1.5+1.5","-",null,3,null,null,null,null,null,null,null,null,null,null,null,null,null,null,null,null,null,null,null,"x",null,null,null,null,null,null,null,null,null,null,null,null,null,null,null,null,3,null,null,null,null,null,null,null,null,null,null,null,null,null,null,null,null,null,null,null,null,null,null,2,null,null,null,null,null,null,null,null,null,null,null,null,null,null,null,1,null,null,null,null,null,null,null,null,null,null,null,1,null,null,null,null,null,null,null,null,null,null,null,1,null,null,null,"x",null,null,null,null,null,null,null,null,1,null,null,null,null,null,null,null,null,null,null,null,null,null,null,null,null,null,null,null,null,null,null,null,null,null,null,null,null,null,1,null,null,null,null,1,null,null,null,null,null,null,null,null,null,null,null,null,null,null,null,null,null,"x"]
["ACQ810-04-04A9-4","R2",4.9000000000000004,"3x1.5+1.5","-",null,3,null,null,null,null,null,null,null,null,null,null,null,null,null,null,null,null,null,null,null,"x",null,null,null,null,null,null,null,null,null,null,null,null,null,null,null,null,3,null,null,null,null,null,null,null,null,null,null,null,null,null,null,null,null,null,null,null,null,null,null,2,null,null,null,null,null,null,null,null,null,null,null,null,null,null,null,null,1,null,null,null,null,null,null,null,null,null,null,null,1,null,null,null,null,null,null,null,null,null,null,1,null,null,null,"x",null,null,null,null,null,null,null,null,1,null,null,null,null,null,null,null,null,null,null,null,null,null,null,null,null,null,null,null,null,null,null,null,null,null,null,null,null,null,1,null,null,null,null,1,null,null,null,null,null,null,null,null,null,null,null,null,null,null,null,null,null,"x"]
["ACQ810-04-06A3-4","R2",6.3,"3x1.5+1.5","-",null,null,3,null,null,null,null,null,null,null,null,null,null,null,null,null,null,null,null,null,null,"x",null,null,null,null,null,null,null,null,null,null,null,null,null,null,null,null,null,3,null,null,null,null,null,null,null,null,null,null,null,null,null,null,null,null,null,null,null,null,null,2,null,null,null,null,null,null,null,null,null,null,null,null,null,null,null,null,null,1,null,null,null,null,null,null,null,null,null,null,null,1,null,null,null,null,null,null,null,null,null,1,null,null,null,"x",null,null,null,null,null,null,null,null,1,null,null,null,null,null,null,null,null,null,null,null,null,null,null,null,null,null,null,null,null,null,null,null,null,null,null,null,null,null,1,null,null,null,null,1,null,null,null,null,null,null,null,null,null,null,null,null,null,null,null,null,null,"x"]
["ACQ810-04-08A3-4","R3",8.3000000000000007,"3x2.5+2.5","-",null,null,3,null,null,null,null,null,null,null,null,null,null,null,null,null,null,null,null,null,null,"x",null,null,null,null,null,null,null,null,null,null,null,null,null,null,null,null,null,3,null,null,null,null,null,null,null,null,null,null,null,null,null,null,null,null,null,null,null,null,null,null,2,null,null,null,null,null,null,null,null,null,null,null,null,null,null,null,null,1,null,null,null,null,null,null,null,null,null,null,null,1,null,null,null,null,null,null,null,null,null,1,null,null,null,"x",null,null,null,null,null,null,null,null,1,null,null,null,null,null,null,null,null,null,null,null,null,null,null,null,null,null,null,null,null,null,null,null,null,null,null,null,null,null,1,null,null,null,null,1,null,null,null,null,null,null,null,null,null,null,null,null,null,null,null,null,null,"x"]
["ACQ810-04-11A0-4","R3",11,"3x2.5+2.5","-",null,null,null,3,null,null,null,null,null,null,null,null,null,null,null,null,null,null,null,null,null,"x",null,null,null,null,null,null,null,null,null,null,null,null,null,null,null,null,null,null,3,null,null,null,null,null,null,null,null,null,null,null,null,null,null,null,null,null,null,null,null,null,null,2,null,null,null,null,null,null,null,null,null,null,null,null,null,null,null,null,1,null,null,null,null,null,null,null,null,null,null,null,1,null,null,null,null,null,null,null,null,1,null,null,null,"x",null,null,null,null,null,null,null,null,1,null,null,null,null,null,null,null,null,null,null,null,null,null,null,null,null,null,null,null,null,null,null,null,null,null,null,null,null,null,1,null,null,null,null,1,null,null,null,null,null,null,null,null,null,null,null,null,null,null,null,null,null,"x"]
["ACQ810-04-14A4-4","R3",14.4,"3x4+4","-",null,null,null,null,3,null,null,null,null,null,null,null,null,null,null,null,null,null,null,null,null,"x",null,null,null,null,null,null,null,null,null,null,null,null,null,null,null,null,null,null,null,3,null,null,null,null,null,null,null,null,null,null,null,null,null,null,null,null,null,null,null,null,null,2,null,null,null,null,null,null,null,null,null,null,null,null,null,null,null,null,null,1,null,null,null,null,null,null,null,null,null,null,null,1,null,null,null,null,null,null,null,1,null,null,null,"x",null,null,null,null,null,null,null,null,1,null,null,null,null,null,null,null,null,null,null,null,null,null,null,null,null,null,null,null,null,null,null,null,null,null,null,null,null,null,1,null,null,null,null,1,null,null,null,null,null,null,null,null,null,null,null,null,null,null,null,null,null,"x"]
["ACQ810-04-021A-4","R4",21,"3x6+6","3x25+16Cu",null,null,null,null,3,null,null,null,null,null,null,null,null,null,null,null,null,null,null,null,null,"x",null,null,null,null,null,null,null,null,null,null,null,null,null,null,null,null,null,null,null,3,null,null,null,null,null,null,null,null,null,null,null,null,null,null,null,null,null,null,null,null,null,null,2,null,null,null,null,null,null,null,null,null,null,null,null,null,null,null,null,null,1,null,null,null,null,null,null,null,null,null,null,null,1,null,null,null,null,null,null,null,1,null,null,"x",null,null,null,null,null,null,null,null,null,null,1,null,null,null,null,null,null,null,null,null,null,null,null,null,null,null,null,null,null,null,null,null,null,null,null,null,null,null,null,1,null,null,null,null,1,null,null,null,null,null,null,null,null,null,null,null,null,null,null,null,null,"x"]
["ACQ810-04-028A-4","R4",28,"3x6+6","3x25+16Cu",null,null,null,null,null,3,null,null,null,null,null,null,null,null,null,null,null,null,null,null,null,"x",null,null,null,null,null,null,null,null,null,null,null,null,null,null,null,null,null,null,null,null,3,null,null,null,null,null,null,null,null,null,null,null,null,null,null,null,null,null,null,null,null,null,2,null,null,null,null,null,null,null,null,null,null,null,null,null,null,null,null,null,null,1,null,null,null,null,null,null,null,null,null,null,null,1,null,null,null,null,null,null,1,null,null,"x",null,null,null,null,null,null,null,null,null,null,null,null,1,null,null,null,null,null,null,null,null,null,null,null,null,null,null,null,null,null,null,null,null,null,null,null,null,null,null,1,null,null,null,null,1,null,null,null,null,null,null,null,null,null,null,null,null,null,null,null,null,"x"]
["ACQ810-04-035A-4","R5",35,"3x10+10","3x25+16Cu",null,null,null,null,null,null,null,3,null,null,null,null,null,null,null,null,null,null,null,null,null,"x",null,null,null,null,null,null,null,null,null,null,null,null,null,null,null,null,null,null,null,null,null,3,null,null,null,null,null,null,null,null,null,null,null,null,null,null,null,null,null,null,null,null,null,2,null,null,null,null,null,null,null,null,null,null,null,null,null,null,null,null,null,null,1,null,null,null,null,null,null,null,null,null,null,null,1,null,null,null,null,null,1,null,null,"x",null,null,null,null,null,null,null,null,null,null,null,null,null,null,1,null,null,null,null,null,null,null,null,null,null,null,null,null,null,null,null,null,null,null,null,null,null,null,null,null,1,null,null,null,null,1,null,null,null,null,null,null,null,null,null,null,null,null,null,null,null,"x"]
["ACQ810-04-040A-4","R5",40,"3x16+10","3x25+16Cu",null,null,null,null,null,null,null,3,null,null,null,null,null,null,null,null,null,null,null,null,null,"x",null,null,null,null,null,null,null,null,null,null,null,null,null,null,null,null,null,null,null,null,null,null,3,null,null,null,null,null,null,null,null,null,null,null,null,null,null,null,null,null,null,null,null,2,null,null,null,null,null,null,null,null,null,null,null,null,null,null,null,null,null,null,null,1,null,null,null,null,null,null,null,null,null,null,null,1,null,null,null,null,1,null,null,"x",null,null,null,null,null,null,null,null,null,null,null,null,null,null,null,null,1,null,null,null,null,null,null,null,null,null,null,null,null,null,null,null,null,null,null,null,null,null,null,null,1,null,null,null,null,1,null,null,null,null,null,null,null,null,null,null,null,null,null,null,null,"x"]
["ACQ810-04-053A-4","R6",53,"3x25+16","3x25+16Cu",null,null,null,null,null,null,null,null,3,null,null,null,null,null,null,null,null,null,null,null,null,"x",null,null,null,null,null,null,null,null,null,null,null,null,null,null,null,null,null,null,null,null,null,null,null,3,null,null,null,null,null,null,null,null,null,null,null,null,null,null,null,null,null,null,null,null,2,null,null,null,null,null,null,null,null,null,null,null,null,null,null,null,null,null,null,null,1,null,null,null,null,null,null,null,null,null,null,null,1,null,null,null,null,1,null,"x",null,null,null,null,null,null,null,null,null,null,null,null,null,null,null,null,1,null,null,null,null,null,null,null,null,null,null,null,null,null,null,null,null,null,null,null,null,null,null,null,1,null,null,null,null,1,null,null,null,null,null,null,null,null,null,null,null,null,null,null,null,"x"]
["ACQ810-04-067A-4","R6",67,"3x35+16","3x50+16Cu",null,null,null,null,null,null,null,null,null,3,null,null,null,null,null,null,null,null,null,null,null,"x",null,null,null,null,null,null,null,null,null,null,null,null,null,null,null,null,null,null,null,null,null,null,null,null,3,null,null,null,null,null,null,null,null,null,null,null,null,null,null,null,null,null,null,null,2,null,null,null,null,null,null,null,null,null,null,null,null,null,null,null,null,null,null,null,null,1,null,null,null,null,null,null,null,null,null,null,null,1,null,null,null,1,null,"x",null,null,null,null,null,null,null,null,null,null,null,null,null,null,null,null,null,null,null,null,1,null,null,null,null,null,null,null,null,null,null,null,null,null,null,null,null,null,null,null,1,null,null,null,null,1,null,null,null,null,null,null,null,null,null,null,null,null,null,null,null,"x"]
["ACQ810-04-080A-4","R6",80,"3x35+16","3x70+21Cu",null,null,null,null,null,null,null,null,null,null,3,null,null,null,null,null,null,null,null,null,null,"x",null,null,null,null,null,null,null,null,null,null,null,null,null,null,null,null,null,null,null,null,null,null,null,null,null,3,null,null,null,null,null,null,null,null,null,null,null,null,null,null,null,null,null,null,2,null,null,null,null,null,null,null,null,null,null,null,null,null,null,null,null,null,null,null,null,1,null,null,null,null,null,null,null,null,null,null,null,1,null,null,null,1,null,"x",null,null,null,null,null,null,null,null,null,null,null,null,null,null,null,null,null,null,null,null,1,null,null,null,null,null,null,null,null,null,null,null,null,null,null,null,null,null,null,null,null,1,null,null,null,null,1,null,null,null,null,null,null,null,null,null,null,null,null,null,null,"x"]
["ACQ810-04-098A-4","R7",98,"3x50+25","3x70+21Cu",null,null,null,null,null,null,null,null,null,null,null,3,null,null,null,null,null,null,null,null,null,null,3,null,null,null,null,null,null,null,null,null,null,null,null,null,null,null,null,null,null,null,null,null,null,null,null,null,3,null,null,null,null,null,null,null,null,null,null,null,null,null,null,null,null,null,2,null,null,null,null,null,null,null,null,null,null,null,null,null,null,null,null,null,null,null,null,null,"x",null,null,null,null,null,null,null,null,null,null,null,"x",null,null,null,"x",null,1,null,null,null,null,null,null,null,null,null,null,null,null,null,null,null,null,null,null,null,1,null,null,null,null,null,null,null,null,null,null,null,null,null,null,null,null,null,null,null,null,1,null,null,null,null,1,null,null,null,null,null,null,null,null,null,null,null,null,null,null,"x"]
["ACQ810-04-138A-4","R7",138,"3x70+35","-",null,null,null,null,null,null,null,null,null,null,null,null,"3",null,null,null,null,null,null,null,null,null,null,3,null,null,null,null,null,null,null,null,null,null,null,null,null,null,null,null,null,null,null,null,null,null,null,null,null,3,null,null,null,null,null,null,null,null,null,null,null,null,null,null,null,null,null,null,2,null,null,null,null,null,null,null,null,null,null,null,null,null,null,null,null,null,null,null,"x",null,null,null,null,null,null,null,null,null,null,null,"x",null,null,null,"x",null,1,null,null,null,null,null,null,null,null,null,null,null,null,null,null,null,null,null,null,null,null,null,null,null,1,null,null,null,null,null,null,null,null,null,null,null,null,null,null,null,null,1,null,null,null,null,1,null,null,null,null,null,null,null,null,null,null,null,null,null,null,"x"]
["ACQ810-04-162A-4","R8",162,"3x120+70","3x185+57Cu",null,null,null,null,null,null,null,null,null,null,null,null,null,null,3,null,null,null,null,null,null,null,null,null,null,3,null,null,null,null,null,null,null,null,null,null,null,null,null,null,null,null,null,null,null,null,null,null,null,null,null,null,3,null,null,null,null,null,null,null,null,null,null,null,null,null,null,null,null,2,null,null,null,null,null,null,null,null,null,null,null,null,null,null,null,null,null,null,"x",null,null,null,null,null,null,null,null,null,null,null,"x",null,null,null,"x",null,null,1,null,null,null,null,null,null,null,null,null,null,null,null,null,null,null,null,null,null,null,null,null,null,null,null,1,null,null,null,null,null,null,null,null,null,null,null,null,null,null,null,"x",null,null,null,null,"x",null,null,null,null,null,null,null,null,null,null,null,null,null,"x"]
["ACQ810-04-203A-4","R8",203,"3x150+70","3x240+95Cu",null,null,null,null,null,null,null,null,null,null,null,null,null,null,null,"3",null,null,null,null,null,null,null,null,null,null,"3",null,null,null,null,null,null,null,null,null,null,null,null,null,null,null,null,null,null,null,null,null,null,null,null,null,null,3,null,null,null,null,null,null,null,null,null,null,null,null,null,null,null,2,null,null,null,null,null,null,null,null,null,null,null,null,null,null,null,null,null,null,"x",null,null,null,null,null,null,null,null,null,null,null,"x",null,null,null,"x",null,null,1,null,null,null,null,null,null,null,null,null,null,null,null,null,null,null,null,null,null,null,null,null,null,null,null,1,null,null,null,null,null,null,null,null,null,null,null,null,null,null,null,"x",null,null,null,null,"x",null,null,null,null,null,null,null,null,null,null,null,null,null,"x"]
["ACQ810-04-240A-4","R8",240,"3x185+70","3x240+95Cu",null,null,null,null,null,null,null,null,null,null,null,null,null,null,null,null,"3",null,null,null,null,null,null,null,null,null,null,"3",null,null,null,null,null,null,null,null,null,null,null,null,null,null,null,null,null,null,null,null,null,null,null,null,null,null,3,null,null,null,null,null,null,null,null,null,null,null,null,null,null,null,2,null,null,null,null,null,null,null,null,null,null,null,null,null,null,null,null,null,"x",null,null,null,null,null,null,null,null,null,null,null,"x",null,null,null,"x",null,null,null,1,null,null,null,null,null,null,null,null,null,null,null,null,null,null,null,null,null,null,null,null,null,null,null,1,null,null,null,null,null,null,null,null,null,null,null,null,null,null,null,"x",null,null,null,null,"x",null,null,null,null,null,null,null,null,null,null,null,null,null,"x"]
["ACQ810-04-286A-4","R8",286,"3x240+70","2x(3x95)",null,null,null,null,null,null,null,null,null,null,null,null,null,null,null,null,"3",null,null,null,null,null,null,null,null,null,null,"3",null,null,null,null,null,null,null,null,null,null,null,null,null,null,null,null,null,null,null,null,null,null,null,null,null,null,null,3,null,null,null,null,null,null,null,null,null,null,null,null,null,null,null,2,null,null,null,null,null,null,null,null,null,null,null,null,null,null,null,null,"x",null,null,null,null,null,null,null,null,null,null,null,"x",null,null,null,"x",null,null,null,1,null,null,null,null,null,null,null,null,null,null,null,null,null,null,null,null,null,null,null,null,null,null,null,null,null,null,null,1,null,null,null,null,null,null,null,null,null,null,null,"x",null,null,null,null,"x",null,null,null,null,null,null,null,null,null,null,null,null,null,"x"]
["ACQ810-04-302A-4","R7",302,"2x(3x150+95)","2x(3x240+95Cu)",null,null,null,null,null,null,null,null,null,null,null,null,null,null,null,null,null,"3",null,null,null,null,null,null,null,null,null,null,null,"3",null,null,null,null,null,null,null,null,null,null,null,null,null,null,null,null,null,null,null,null,null,null,null,null,null,null,3,null,null,null,null,null,null,null,null,null,null,null,null,null,null,null,2,null,null,null,null,null,null,null,null,null,null,null,null,null,null,null,"x",null,null,null,null,null,null,null,null,null,null,null,"x",null,null,null,"x",null,null,null,null,1,null,null,null,null,null,null,null,null,null,null,null,null,null,null,null,null,null,null,null,null,null,null,null,null,null,null,1,null,null,null,null,null,null,null,null,null,null,null,"x",null,null,null,null,"x",null,null,null,null,null,null,null,null,null,null,null,null,null,"x"]
["ACQ810-04-361A-4","R7",361,"2x(3x150+95)","2x(3x240+95Cu)",null,null,null,null,null,null,null,null,null,null,null,null,null,null,null,null,null,"3",null,null,null,null,null,null,null,null,null,null,null,"3",null,null,null,null,null,null,null,null,null,null,null,null,null,null,null,null,null,null,null,null,null,null,null,null,null,null,3,null,null,null,null,null,null,null,null,null,null,null,null,null,null,null,2,null,null,null,null,null,null,null,null,null,null,null,null,null,null,null,"x",null,null,null,null,null,null,null,null,null,null,null,"x",null,null,null,"x",null,null,null,null,1,null,null,null,null,null,null,null,null,null,null,null,null,null,null,null,null,null,null,null,null,null,null,null,null,null,null,null,null,1,null,null,null,null,null,null,null,null,null,"x",null,null,null,null,"x",null,null,null,null,null,null,null,null,null,null,null,null,null,"x"]
["ACQ810-04-414A-4","R7",414,"2x(3x150+95)","2x(3x240+95Cu)",null,null,null,null,null,null,null,null,null,null,null,null,null,null,null,null,null,"3",null,null,null,null,null,null,null,null,null,null,null,"3",null,null,null,null,null,null,null,null,null,null,null,null,null,null,null,null,null,null,null,null,null,null,null,null,null,null,3,null,null,null,null,null,null,null,null,null,null,null,null,null,null,null,2,null,null,null,null,null,null,null,null,null,null,null,null,null,null,null,"x",null,null,null,null,null,null,null,null,null,null,null,"x",null,null,null,"x",null,null,null,null,1,null,null,null,null,null,null,null,null,null,null,null,null,null,null,null,null,null,null,null,null,null,null,null,null,null,null,null,null,1,null,null,null,null,null,null,null,null,null,"x",null,null,null,null,"x",null,null,null,null,null,null,null,null,null,null,null,null,null,"x"]
["ACQ810-04-477A-4","R7",477,"2x(3x240+120)","3x(3x150+50Cu) ",null,null,null,null,null,null,null,null,null,null,null,null,null,null,null,null,null,null,"3",null,null,null,null,null,null,null,null,null,null,null,null,"3",null,null,null,null,null,null,null,null,null,null,null,null,null,null,null,null,null,null,null,null,null,null,null,null,null,3,null,null,null,null,null,null,null,null,null,null,null,null,null,null,null,2,null,null,null,null,null,null,null,null,null,null,null,null,null,null,"x",null,null,null,null,null,null,null,null,null,null,null,"x",null,null,null,"x",null,null,null,null,1,null,null,null,null,null,null,null,null,null,null,null,null,null,null,null,null,null,null,null,null,null,null,null,null,null,null,null,null,null,null,1,null,null,null,null,null,null,null,"x",null,null,null,null,"x",null,null,null,null,null,null,null,null,null,null,null,null,null,"x"]
["ACQ810-04-550A-4","R7",550,"3x(3x150+95)","3x(3x240+95Cu)",null,null,null,null,null,null,null,null,null,null,null,null,null,null,null,null,null,null,"3",null,null,null,null,null,null,null,null,null,null,null,null,null,null,"3",null,null,null,null,null,null,null,null,null,null,null,null,null,null,null,null,null,null,null,null,null,null,null,null,3,null,null,null,null,null,null,null,null,null,null,null,null,null,null,null,2,null,null,null,null,null,null,null,null,null,null,null,null,null,"x",null,null,null,null,null,null,null,null,null,null,null,"x",null,null,null,"x",null,null,null,null,1,null,null,null,null,null,null,null,null,null,null,null,null,null,null,null,null,null,null,null,null,null,null,null,null,null,null,null,null,null,null,1,null,null,null,null,null,null,null,"x",null,null,null,null,"x",null,null,null,null,null,null,null,null,null,null,null,null,null,"x"]
["ACQ810-04-616A-4","R7",616,"3x(3x185+95)","3x(3x240+95Cu)",null,null,null,null,null,null,null,null,null,null,null,null,null,null,null,null,null,null,null,"3",null,null,null,null,null,null,null,null,null,null,null,null,null,null,null,"3",null,null,null,null,null,null,null,null,null,null,null,null,null,null,null,null,null,null,null,null,null,null,null,3,null,null,null,null,null,null,null,null,null,null,null,null,null,null,null,2,null,null,null,null,null,null,null,null,null,null,null,null,"x",null,null,null,null,null,null,null,null,null,null,null,"x",null,null,null,"x",null,null,null,null,null,null,1,null,null,null,null,null,null,null,null,null,null,null,null,null,null,null,null,null,null,null,null,null,null,null,null,null,null,null,null,null,null,1,null,null,null,null,null,"x",null,null,null,null,"x",null,null,null,null,null,null,null,null,null,null,null,null,null,"x"]
["ACQ810-04-704A-4","R7",704,"3x(3x185+95)","3x(3x240+95Cu)",null,null,null,null,null,null,null,null,null,null,null,null,null,null,null,null,null,null,null,3,null,null,null,null,null,null,null,null,null,null,null,null,null,null,null,3,null,null,null,null,null,null,null,null,null,null,null,null,null,null,null,null,null,null,null,null,null,null,null,3,null,null,null,null,null,null,null,null,null,null,null,null,null,null,null,2,null,null,null,null,null,null,null,null,null,null,null,null,"x",null,null,null,null,null,null,null,null,null,null,null,"x",null,null,null,"x",null,null,null,null,null,null,1,null,null,null,null,null,null,null,null,null,null,null,null,null,null,null,null,null,null,null,null,null,null,null,null,null,null,null,null,null,null,1,null,null,null,null,null,"x",null,null,null,null,"x",null,null,null,null,null,null,null,null,null,null,null,null,null,"x"]
["ACQ810-04-377A-4","G1",377,"2 x (3x120)","3 x (3x120)",null,null,null,null,null,null,null,null,null,null,null,null,null,null,null,null,null,null,null,null,"x",null,null,null,null,null,null,null,3,null,null,null,null,null,null,null,null,null,null,null,null,null,null,null,null,null,null,null,null,null,null,null,null,null,null,null,3,null,null,null,null,null,null,null,null,null,null,null,null,null,null,null,null,null,null,null,null,null,null,null,null,null,null,null,null,null,null,null,"x",null,null,null,null,null,null,null,null,null,null,null,"x",null,null,null,"x",null,null,null,null,null,1,null,null,null,null,null,null,null,null,null,null,null,null,null,null,null,null,null,null,null,null,null,null,null,null,null,null,null,null,null,null,null,null,null,null,null,null,null,"x",null,null,null,null,"x",1,null,null,null,null,null,null,null,null,null,null,null,null,"x"]
["ACQ810-04-480A-4","G1",480,"3 x (3x95)","3 x (3x150)",null,null,null,null,null,null,null,null,null,null,null,null,null,null,null,null,null,null,null,null,"x",null,null,null,null,null,null,null,null,null,3,null,null,null,null,null,null,null,null,null,null,null,null,null,null,null,null,null,null,null,null,null,null,null,null,null,null,3,null,null,null,null,null,null,null,null,null,null,null,null,null,null,null,null,null,null,null,null,null,null,null,null,null,null,null,null,null,null,"x",null,null,null,null,null,null,null,null,null,null,null,"x",null,null,null,"x",null,null,null,null,null,1,null,null,null,null,null,null,null,null,null,null,null,null,null,null,null,null,null,null,null,null,null,null,null,null,null,null,null,null,null,null,null,null,null,null,null,null,null,"x",null,null,null,null,"x",1,null,null,null,null,null,null,null,null,null,null,null,null,"x"]
["ACQ810-04-570A-4","G1",570,"3 x (3x120)","3 x (3x185)",null,null,null,null,null,null,null,null,null,null,null,null,null,null,null,null,null,null,null,null,"x",null,null,null,null,null,null,null,null,null,null,null,3,null,null,null,null,null,null,null,null,null,null,null,null,null,null,null,null,null,null,null,null,null,null,null,null,null,3,null,null,null,null,null,null,null,null,null,null,null,null,null,null,null,null,null,null,null,null,null,null,null,null,null,null,null,null,null,"x",null,null,null,null,null,null,null,null,null,null,null,"x",null,null,null,"x",null,null,null,null,null,1,null,null,null,null,null,null,null,null,null,null,null,null,null,null,null,null,null,null,null,null,null,null,null,null,null,null,null,null,null,null,null,null,null,null,null,null,null,"x",null,null,null,null,"x",1,null,null,null,null,null,null,null,null,null,null,null,null,"x"]
["ACQ810-04-634A-4","G1",634,"3 x (3x150)","3 x (3x240)",null,null,null,null,null,null,null,null,null,null,null,null,null,null,null,null,null,null,null,null,"x",null,null,null,null,null,null,null,null,null,null,null,3,null,null,null,null,null,null,null,null,null,null,null,null,null,null,null,null,null,null,null,null,null,null,null,null,null,3,null,null,null,null,null,null,null,null,null,null,null,null,null,null,null,null,null,null,null,null,null,null,null,null,null,null,null,null,null,"x",null,null,null,null,null,null,null,null,null,null,null,"x",null,null,null,"x",null,null,null,null,null,null,null,1,null,null,null,null,null,null,null,null,null,null,null,null,null,null,null,null,null,null,null,null,null,null,null,null,null,null,null,null,null,null,null,null,null,null,null,"x",null,null,null,null,"x",1,null,null,null,null,null,null,null,null,null,null,null,null,"x"]
["ACQ810-04-700A-4","G2",700,"3 x (3x185)","4 x (3x185)",null,null,null,null,null,null,null,null,null,null,null,null,null,null,null,null,null,null,null,null,"x",null,null,null,null,null,null,null,null,null,null,null,null,null,3,null,null,null,null,null,null,null,null,null,null,null,null,null,null,null,null,null,null,null,null,null,null,null,3,null,null,null,null,null,null,null,null,null,null,null,null,null,null,null,null,null,null,null,null,null,null,null,null,null,null,null,null,null,"x",null,null,null,null,null,null,null,null,null,null,null,"x",null,null,null,"x",null,null,null,null,null,null,null,null,1,null,null,null,null,null,null,null,null,null,null,null,null,null,null,null,null,null,null,null,null,null,null,null,null,null,null,null,null,null,null,null,null,null,null,"x",null,null,null,null,"x",1,null,null,null,null,null,null,null,null,null,null,null,null,"x"]
["ACQ810-04-785A-4","G2",785,"3 x (3x240)","4 x (3x240)",null,null,null,null,null,null,null,null,null,null,null,null,null,null,null,null,null,null,null,null,"x",null,null,null,null,null,null,null,null,null,null,null,null,null,null,3,null,null,null,null,null,null,null,null,null,null,null,null,null,null,null,null,null,null,null,null,null,null,null,3,null,null,null,null,null,null,null,null,null,null,null,null,null,null,null,null,null,null,null,null,null,null,null,null,null,null,null,null,"x",null,null,null,null,null,null,null,null,null,null,null,"x",null,null,null,"x",null,null,null,null,null,null,null,null,1,null,null,null,null,null,null,null,null,null,null,null,null,null,null,null,null,null,null,null,null,null,null,null,null,null,null,null,null,null,null,null,null,null,null,"x",null,null,null,null,"x",null,1,null,null,null,null,null,null,null,null,null,null,null,"x"]
["ACQ810-04-857A-4","G2",857,"3 x (3x240)","4 x (3x240)",null,null,null,null,null,null,null,null,null,null,null,null,null,null,null,null,null,null,null,null,"x",null,null,null,null,null,null,null,null,null,null,null,null,null,null,3,null,null,null,null,null,null,null,null,null,null,null,null,null,null,null,null,null,null,null,null,null,null,null,null,3,null,null,null,null,null,null,null,null,null,null,null,null,null,null,null,null,null,null,null,null,null,null,null,null,null,null,null,"x",null,null,null,null,null,null,null,null,null,null,null,"x",null,null,null,"x",null,null,null,null,null,null,null,null,1,null,null,null,null,null,null,null,null,null,null,null,null,null,null,null,null,null,null,null,null,null,null,null,null,null,null,null,null,null,null,null,null,null,null,"x",null,null,null,null,"x",null,1,null,null,null,null,null,null,null,null,null,null,null,"x"]
[]
[]
[null,null,null,"    "]
[null,null,null,null,null,null,null,null,null,null,null,null,null,null,null,null,null,null,null,null,null,null,null,null,null,null,null,null,null,null,null,null,null,null,null,null,null,null,null,null,null,null,null,null,null,null,null,null,null,null,null,null,null,null,null,null,null,null,null,null,null,null,null,null,null,null,null,"    "]
[]
[]
[]
[]
[]
[]
[]
[]
[]
[]
[]
[]
[]
[]
[]
[]
[null,null,null,null," "]

{"sheet":"ACS880-01_04","index":3,"n_rows":120,"n_cols":261,"rows_kept":120,"cut":false,"hidden":false,"merged":[[2,237,2,260],[2,234,2,236],[2,6,2,40],[2,166,2,173],[2,130,2,150],[2,41,2,67],[2,102,2,129],[2,208,2,223],[2,151,2,165],[2,184,2,193],[2,194,2,207],[2,224,2,233],[2,174,2,183]]}
[null,null,null,null,"Main Cable",null,"Main Fuses (gG)",null,null,null,null,null,null,null,null,null,null,null,null,null,null,null,null,null,null,null,null,null,null,null,null,null,null,null,null,null,null,null,null,null,null,"Main Fuses (aR) (BLADE style DIN 43620 )",null,null,null,null,null,null,null,null,null,null,null,null,null,null,null,null,null,null,null,null,null,null,null,null,null,null,"Main Fuses (aR) (BOLTED tags DIN 43653 )",null,null,null,null,null,null,null,null,null,null,null,null,null,null,null,null,null,null,null,null,null,null,null,null,null,null,null,null,null,null,null,null,null,"Main Fuses (UL)",null,null,null,null,null,null,null,null,null,null,null,null,null,null,null,null,null,null,null,null,null,null,null,null,null,null,null,"Miniature circuit breaker",null,null,null,null,null,null,null,null,null,null,null,null,null,null,null,null,null,null,null,null,null,null,null,null,null,null,null,null,null,null,null,null,null,null,null,"Mains Switch for gG fuse",null,null,null,null,null,null,null,"Mains Switch  ",null,null,null,null,null,null,null,null,null,"Mains Switch UL",null,null,null,null,null,null,null,null,null,"Main Contactor",null,null,null,null,null,null,null,null,null,null,null,null,null,"Output Chokes (du/dt filters)",null,null,null,null,null,null,null,null,null,null,null,null,null,null,null,"Braking Resistor",null,null,null,null,null,null,null,null,null,"Residual Current Device",null,null,"Sine Filter"]
[]
["Type",null,null,"Current ratings","Mains cable *",null,"gG Fuses (see footnotes)",null,null,null,null,null,null,null,null,null,null,null,null,null,null,null,null,null,null,null,null,null,null,null,null,null,null,null,null,null,null,null,null,null,null,"aR Fuses(see footnotes)",null,null,null,null,null,null,null,null,null,null,null,null,null,null,null,null,null,null,null,null,null,null,null,null,null,null,null,null,null,null,null,null,null,null,null,null,null,null,null,null,null,null,null,null,null,null,null,null,null,null,null,null,null,null,null,null,null,null,null,null,"UL-class Fuses",null,null,null,null,null,null,null,null,null,null,null,null,null,null,null,null,null,null,null,null,null,null,null,null,null,null,null,"Miniature circuit breaker",null,null,null,null,null,null,null,null,null,null,null,null,null,null,null,null,null,null,null,null,null,null,null,null,null,null,null,null,null,null,null,null,null,null,null,"Switch Fuse",null,null,null,null,null,null,null,"Switch",null,null,null,null,null,null,null,null,null,"Switch UL",null,null,null,null,null,null,null,null,null,"Contactor",null,null,null,null,null,null,null,null,null,null,null,null,null,"du/dt filters",null,null,null,null,null,null,null,null,null,null,null,null,null,null,null,"Braking Resistor",null,null,null,null,null,null,null,null,null,"Residual Current Device",null,null,"Sine Filter"]
[null,null,null,null,null,null,"gG Fuses","gG Fuses","gG Fuses","gG Fuses","gG Fuses","gG Fuses","gG Fuses","gG Fuses","gG Fuses","gG Fuses","gG Fuses","gG Fuses","gG Fuses","gG Fuses","gG Fuses","gG Fuses","gG Fuses","gG Fuses","gG Fuses","gG Fuses","gG Fuses","gG Fuses","gG Fuses","gG Fuses","gG Fuses","gG Fuses","gG Fuses","gG Fuses","gG Fuses","gG Fuses","gG Fuses","gG Fuses","gG Fuses","gG Fuses","gG Fuses","aR Fuses","aR Fuses","aR Fuses","aR Fuses","aR Fuses","aR Fuses","aR Fuses","aR Fuses","aR Fuses","aR Fuses","aR Fuses","aR Fuses","aR Fuses","aR Fuses","aR Fuses","aR Fuses","aR Fuses","aR Fuses","aR Fuses","aR Fuses","aR Fuses","aR Fuses","aR Fuses","aR Fuses","aR Fuses","aR Fuses","aR Fuses","aR Fuses","aR Fuses","aR Fuses","aR Fuses","aR Fuses","aR Fuses","aR Fuses","aR Fuses","aR Fuses","aR Fuses","aR Fuses","aR Fuses","aR Fuses","aR Fuses","aR Fuses","aR Fuses","aR Fuses","aR Fuses","aR Fuses","aR Fuses","aR Fuses","aR Fuses","aR Fuses","aR Fuses","aR Fuses","aR Fuses","aR Fuses","aR Fuses","aR Fuses","aR Fuses","aR Fuses","aR Fuses","aR Fuses","aR Fuses","T-class","T-class","T-class","T-class","T-class","T-class","T-class","T-class","T-class","T-class","T-class","T-class","T-class","T-class","T-class","T-class","T-class","T-class","T-class","T-class","T-class","T-class","T-class","T-class","T-class","L-class","L-class","L-class","Miniature circuit breaker","Miniature circuit breaker","Miniature circuit breaker","Miniature circuit breaker","Miniature circuit breaker","Miniature circuit breaker","Miniature circuit breaker","Miniature circuit breaker","Miniature circuit breaker","Miniature circuit breaker","Miniature circuit breaker","Miniature circuit breaker","Miniature circuit breaker","Miniature circuit breaker","Miniature circuit breaker","Miniature circuit breaker","Miniature circuit breaker","Miniature circuit breaker","Miniature circuit breaker","Miniature circuit breaker",null,"Tmax Moulded Case Circuit Breaker","Tmax Moulded Case Circuit Breaker","Tmax Moulded Case Circuit Breaker","Tmax Moulded Case Circuit Breaker","Tmax Moulded Case Circuit Breaker","Tmax Moulded Case Circuit Breaker","Tmax Moulded Case Circuit Breaker","Tmax Moulded Case Circuit Breaker","Tmax Moulded Case Circuit Breaker","Tmax Moulded Case Circuit Breaker","Tmax Moulded Case Circuit Breaker","Tmax Moulded Case Circuit Breaker","Tmax Moulded Case Circuit Breaker","Tmax Moulded Case Circuit Breaker",null,"Switch Fuse","Switch Fuse","Switch Fuse","Switch Fuse","Switch Fuse","Switch Fuse","Switch Fuse","Switch Fuse","Switch-disconnector","Switch-disconnector","Switch-disconnector","Switch-disconnector","Switch-disconnector","Switch-disconnector","Switch-disconnector","Switch-disconnector","Switch-disconnector","Switch-disconnector","Switch-disconnector","Switch-disconnector","Switch-disconnector","Switch-disconnector","Switch-disconnector","Switch-disconnector","Switch-disconnector","Switch-disconnector","Switch-disconnector","Switch-disconnector","Contactor","Contactor","Contactor","Contactor","Contactor","Contactor","Contactor","Contactor","Contactor","Contactor","Contactor","Contactor","Contactor","Contactor","du/dt filters unprotected (IP00)","du/dt filters unprotected (IP00)","du/dt filters unprotected (IP00)","du/dt filters unprotected (IP00)","du/dt filters unprotected (IP00)","du/dt filters unprotected (IP00)","du/dt filters unprotected (IP00)","du/dt filters unprotected (IP00)","du/dt filters protected (IP22)","du/dt filters protected (IP22)","du/dt filters protected (IP22)","du/dt filters protected (IP22)","du/dt filters protected (IP54)","du/dt filters protected (IP54)","du/dt filters protected (IP54)","du/dt filters protected (IP54)","Braking Resistor","Braking Resistor","Braking Resistor","Braking Resistor","Braking Resistor","Braking Resistor","Braking Resistor","Braking Resistor","Braking Resistor","Braking Resistor","RCCB F 200 series","RCCB F 200 series","T4 series","Sine Filter","Sine Filter","Sine Filter","Sine Filter","Sine Filter","Sine Filter","Sine Filter","Sine Filter","Sine Filter","Sine Filter","Sine Filter","Sine Filter","Sine Filter","Sine Filter","Sine Filter","Sine Filter","Sine Filter","Sine Filter","Sine Filter","Sine Filter","Sine Filter","Sine Filter","Sine Filter","Sine Filter"]
[null,null,"I1N","I2cont.max",null,null,"ABB: OFAF000H4 4A, 500V, 53A2s","ABB: OFAF000H6 6A, 500V, 110A2s","ABB: OFAF000H10 10A, 500V, 360A2s","ABB: OFAF000H16 16A, 500V, 740A2s","ABB: OFAF000H25 25A, 500V, 2,5kA2s","ABB: OFAF000H32 32A, 500V, 4,5kA2s","ABB: OFAF000H40 40A, 500V, 7,7A2s","ABB: OFAF000H50 50A, 500V, 16kA2s","ABB: OFAF000H63 63A, 500V, 20,1kA2s","ABB: OFAF000H80 80A, 500V, 37,5kA2s","ABB: OFAF000H100 100A, 500V, 65kASs","ABB: OFAF00H125 125A, 500V, 100kA2s","ABB: OFAF00H160 160A, 500V, 170kA2s","ABB: OFAF0H200 200A, 500V, 300kA2s","ABB: OFAF0H250 250A, 500V, 600kA2s","ABB: OFAF1H315 315A, 500V, 710kA2s","ABB: OFAF1H355 355A, 500V, 920kA2s","ABB: OFAF2H400 400A, 500V, 1000kA2s","ABB: OFAF2H425 425A, 500V, 1300kA2s","ABB: OFAF2H500 500A, 500V, 2000kA2s","ABB: OFAF3H630 630A, 500V, 2800kA2s","ABB: OFAA000GG16 16A, 690V, 1,2kA2s","ABB: OFAA000GG20 20A, 690V, 2,4kA2s","ABB: OFAA000GG25 25A, 690V, 4kA2s","ABB: OFAA000GG35 35A, 690V, 12kA2s","ABB: OFAA000GG50 50A, 690V, 24kA2s","ABB: OFAA000GG63 63A, 690V, 30kA2s","ABB: OFAA0GG80 80A, 690V, 51kA2s","ABB: OFAA0GG100 100A, 690V, 95kA2s","ABB: OFAA1GG160 160A, 690V, 240kA2s","ABB: OFAA1GG200 200A, 690V, 350kA2s","ABB: OFAA1GG250 250A, 690V, 700kA2s","ABB: OFAA2GG315 315A, 690V, 850kA2s","ABB: OFAA3GG400 400A, 690V, 1300kA2s","gG fuse is too slow for this drive","Bussmann: 170M1559 16A, 690V, 48A2s","Bussmann: 170M1560 20A, 690V, 78A2s","Bussmann: 170M1561 25A, 690V, 130A2s","Bussmann: 170M1562 32A, 690V, 270A2s","Bussmann: 170M1563 40A, 690V, 460A2s","Bussmann: 170M1564 50A, 690V, 770A2s","Bussmann: 170M1565 63A, 690V, 1450A2s","Bussmann: 170M1566 80A, 690V, 2550A2s","Bussmann: 170M1567 100A, 690V, 4650A2s","Bussmann: 170M1568 125A, 690V, 8500A2s","Bussmann: 170M1569 160A, 690V, 16kA2s","Bussmann: 170M3815 200A, 690V, 15kA2s","Bussmann: 170M3816 250A, 690V, 28500A2s","Bussmann: 170M3817 315A, 690V, 46500A2s","Bussmann: 170M5808 400A, 690V, 74kA2s","Bussmann: 170M5809 450A, 690V, 105kA2s","Bussmann: 170M5810 500A, 690V, 145kA2s","Bussmann: 170M5811 550A, 690V, 190kA2s","Bussmann: 170M5812 630A, 690V, 275kA2s","Bussmann: 170M6811D 700A, 690V, 320 kA2s","Bussmann: 170M6812D 800A, 690V, 490 kA2s","Bussmann: 170M6814D 1000A, 690V, 985 kA2s","Bussmann: 170M6892D 1100A, 690V, 1400 kA2s","Bussmann: 170M8554D 1250A, 690V, 2150 kA2s","Bussmann: 170M8555D 1400A, 690V,2700 kA2s","Bussmann: 170M8556D 1500A, 690V,3350 kA2s","Bussmann: 170M8557D 1600A, 690V,4150 kA2s","Bussmann: 170M1309\n16A, 690V, 0,048 kA2s","Bussmann: 170M1310\n20A, 690V, 0,078 kA2s","Bussmann: 170M1311\n25A, 690V, 0,130 kA2s","Bussmann: 170M1312\n32A, 690V, 0,27 kA2s","Bussmann: 170M1313\n40A, 690V, 0,46 kA2s","Bussmann: 170M1314\n50A, 690V, 0,77 kA2s","Bussmann: 170M1315\n63A, 690V, 1,45 kA2s","Bussmann: 170M1316\n80A, 690V, 2,55 kA2s","Bussmann: 170M1417\n100A, 690V, 4,65 kA2s","Bussmann: 170M1318\n125A, 690V, 8,5 kA2s","Bussmann: 170M1319\n160A, 690V, 16 kA2s","Bussmann: 170M3013\n125A, 690V, 7,5 kA2s","Bussmann: 170M3014\n160A, 690V, 8,5 kA2s","Bussmann: 170M3015\n200A, 690V, 15 kA2s","Bussmann: 170M3016\n250A, 690V, 28,5 kA2s","Bussmann: 170M3017\n315A, 690V, 46,5 kA2s","Bussmann: 170M3018\n350A, 690V, 68,5 kA2s","Bussmann: 170M3019\n400A, 690V, 105 kA2s","Bussmann: 170M5008\n400A, 690V, 74 kA2s","Bussmann: 170M5009\n450A, 690V, 105 kA2s","Bussmann: 170M5010\n500A, 690V, 145 kA2s","Bussmann: 170M5011\n550A, 690V, 190 kA2s","Bussmann: 170M5012\n630A, 690V, 275 kA2s","Bussmann: 170M5013\n700A, 690V, 405 kA2s","Bussmann: 170M6010\n630A, 690V, 210 kA2s","Bussmann: 170M6011\n700A, 690V, 300 kA2s","Bussmann: 170M6012\n800A, 690V, 465 kA2s","Bussmann: 170M6013\n900A, 690V, 670 kA2s","Bussmann: 170M6014\n1000A, 690V, 945 kA2s","Bussmann: 170M6015\n1100A, 690V, 1300 kA2s","Bussmann: 170M6016\n1250A, 690V, 1950 kA2s","Bussmann: 170M6017\n1400A, 690V, 2450 kA2s","Bussmann: 170M6018\n1500A, 690V, 3100 kA2s","Bussmann: 170M6269\n1600A, 690V, 3900 kA2s","Bussmann: JJS-3 3A, 600V","Bussmann: JJS-6 6A, 600V","Bussmann: JJS-10 10A, 600V","Bussmann: JJS-15 15A, 600V","Bussmann: JJS-20 20A, 600V","Bussmann: JJS-25 25A, 600V","Bussmann: JJS-30 30A, 600V","Bussmann: JJS-35 35A, 600V","Bussmann: JJS-40 40A, 600V","Bussmann: JJS-50 50A, 600V","Bussmann: JJS-60 60A, 600V","Bussmann: JJS-80 80A, 600V","Bussmann: JJS-90 90A, 600V","Bussmann: JJS-100 100A, 600V","Bussmann: JJS-110 110A, 600V","Bussmann: JJS-125 125A, 600V","Bussmann: JJS-150 150A, 600V","Bussmann:  JJS-200 200A, 600V","Bussmann: JJS-225 225A, 600V","Bussmann: JJS-250 250A, 600V","Bussmann: JJS-300 300A, 600V","Bussmann: JJS-350 350A, 600V","Bussmann: JJS-400 400A, 600V","Bussmann: JJS-500 500A, 600V","Bussmann: JJS-600 600A, 600V","Ferraz: A4BY800    800A, 600V ","Ferraz: A4BY900    900A, 600V ","Ferraz: A4BY1000    1000A, 600V ","ABB: S 203 M/P-B/C 6 (prospective SC current 5kA)","ABB: S 203 M/P-B/C 10 (prospective SC current 5kA)","ABB: S 203 M/P-B/C 13 (prospective SC current 5kA)","ABB: S 203 M/P-B/C 16 (prospective SC current 5kA)","ABB: S 203 M/P-B/C 20 (prospective SC current 5kA)","ABB: S 203 M/P-B/C 25 (prospective SC current 5kA)","ABB: S 203 M/P-B/C 32 (prospective SC current 5kA)","ABB: S 203 M/P-B/C 50 (prospective SC current 5kA)","ABB: S 203 M/P-B/C 63 (prospective SC current 5kA)","ABB: S 803 S-B/C 6 (prospective SC current 10kA, >500V 4kA)","ABB: S 803 S-B/C 10 (prospective SC current 10kA, >500V 4kA)","ABB: S 803 S-B/C 13 (prospective SC current 10kA, >500V 4kA)","ABB: S 803 S-B/C 20 (prospective SC current 10kA, >500V 4kA)","ABB: S 803 S-B/C 25 (prospective SC current 10kA, >500V 4kA)","ABB: S 803 S-B/C 32 (prospective SC current 10kA, >500V 4kA)","ABB: S 803 S-B/C 50 (prospective SC current 10kA, >500V 4kA)","ABB: S 803 S-B/C 63 (prospective SC current 10kA, >500V 4kA)","ABB: S 803 S-B/C 75 (prospective SC current 10kA, >500V 4kA)","ABB: S 803 S-B/C 80 (prospective SC current 10kA, >500V 4kA)","ABB: S 803 S-B/C 125 (prospective SC current 10kA, >500V 3kA)","No miniature breaker for this drive. Select molded case breaker.","ABB: 1SDA067915R1 (XT2 L 160 Ekip LS/I In=25 3p F F)\n500V: Prospective SC current 65kA\n>500V Prospective SC current 18kA","ABB: 1SDA067916R1 (XT2 L 160 Ekip LS/I In=63 3p F F)\n500V: Prospective SC current 65kA\n>500V Prospective SC current 18kA","ABB: 1SDA067917R1 (XT2 L 160 Ekip LS/I In=100 3p F F)\n500V: Prospective SC current 65kA\n>500V Prospective SC current 18kA","ABB: 1SDA067918R1 (XT2 L 160 Ekip LS/I In=160 3p F F)\n500V: Prospective SC current 65kA\n>500V Prospective SC current 18kA\n\n","ABB: 1SDA068555R1 (XT4 L 250 Ekip LS/I In=250 3p F F)\n500V: Prospective SC current 65kA\n>500V Prospective SC current 20kA","ABB: 1SDA054069R1 (T4 L 250 PR221DS-LS/I In=100 3p F F)\n500V: Prospective SC current 65kA\n>500V Prospective SC current 35kA","ABB: 1SDA054070R1 (T4 L 250 PR221DS-LS/I In=160 3p F F)\n500V: Prospective SC current 65kA\n>500V Prospective SC current 35kA","ABB: 1SDA054071R1 (T4 L 250 PR221DS-LS/I In=250 3p F F)\n500V: Prospective SC current 65kA\n>500V Prospective SC current 35kA","ABB: 1SDA054141R1 (T4 L 320 PR221DS-LS/I In=320 3p F F)\n500V: Prospective SC current 65kA\n>500V Prospective SC current 35kA","ABB: 1SDA054365R1 (T5 L 400 PR221DS-LS/I In=400 3p F F)\n500V: Prospective SC current 65kA\n>500V Prospective SC current 35kA","ABB: 1SDA054420R1 (T5 L 630 PR221DS-LS/I In=630 3p F F)500V: Prospective SC current 65kA\n>500V Prospective SC current 35kA","ABB: 1SDA054412R1 (T5H 630 PR221DS-LS/I In=630 3p F F)","ABB: 1SDA069428R1 (T6V 800 PR221DS-LS/I In=800 3p F F)","ABB: 1SDA062770R1 (T7H 1000 PR231/P LS/I In=1000A 3p F F)","No Moulded case circuit breaker for this drive. Select miniature circuit breaker.","ABB: OS32GD_ (1000V,32A,DIN 000)","ABB: OS63GD_ (1000V,63A,DIN 000)","ABB: OS125GD_ (1000V, 125A, DIN 000,00)","ABB: OS160GD_ (1000V, 160A, DIN 000,00)","ABB: OS250D12_ (1000V, 250A, DIN 0-1)","ABB: OS400D12_ (1000V, 400A, DIN 0-2)","ABB: OS630D12_ (1000V, 630A, DIN 3)",null,"ABB: OT16F3_ (750V,16A)","ABB: OT25F3_ (750V,25A)","ABB: OT63F3_ (750V, 63A)","ABB: OT100F_ (750V, 100A)","ABB: OT160EV_ (1000V, 160A)","ABB: OT250E_ (1000V, 250A)","ABB: OT400E_ (1000V, 400A)","ABB: OT630E_ (1000V, 630A)","ABB: OT800E_ (1000V, 800A)","ABB: OT1000E_ (1000V, 1000A)","ABB: OT16F3_ (750V,16A)","ABB: OT25F3_ (750V,25A)","ABB: OT63F3_ (750V, 63A)","ABB: OT100F_ (750V, 100A)","ABB: OT200U_ (1000V, 200A)","ABB: OT250E_ (1000V, 250A)","ABB: OT400U_ (1000V, 400A)","ABB: OT600U_ (1000V, 600A)","ABB: OT800U_ (1000V, 800A)","ABB: OT1200U_ (1000V, 1200A)","ABB: AF09-30-22-13 (25A,1000V 100-250V/50-60Hz)","ABB: AF12-30-22-13 (28A,1000V 100-250V/50-60Hz)","ABB: AF26-30-22-13 (45A,1000V 100-250V/50-60Hz)","ABB: AF30-30-22-13 (50A,1000V 100-250V/50-60Hz)","ABB: AF50-30-22-70 (100A,1000V 100-250V/50-60Hz)","ABB: AF63-30-22-70 (115A,1000V 100-250V/50-60Hz)","ABB: AF75-30-22-70 (125A,1000V 100-250V/50-60Hz)","ABB: AF95-30-22-70 (145A,1000V 100-250V/50-60Hz)","ABB: AF110-30-22-70 (160A,1000V 100-250V/50-60Hz)","ABB: AF145-30-22-70 (250A,1000V 100-250V/50-60Hz)","ABB: AF185-30-22-70 (275A,1000V 100-250V/50-60Hz)","ABB: AF210-30-22-70 (350A,1000V 100-250V/50-60Hz)","ABB: AF260-30-22-70 (400A,1000V 100-250V/50-60Hz)","ABB: AF300-30-22-70 (500A,1000V 100-250V/50-60Hz)","ABB Drives: NOCH0016-60","ABB Drives: NOCH0030-60","ABB Drives: NOCH0070-60","ABB Drives: NOCH0120-60","ABB Drives: FOCH0260-70","ABB Drives: FOCH0320-50","ABB Drives: FOCH0610-70","ABB Drives: FOCH0875-70","ABB Drives: NOCH0016-62","ABB Drives: NOCH0030-62","ABB Drives: NOCH0070-62","ABB Drives: NOCH0120-62","ABB Drives: NOCH0016-65","ABB Drives: NOCH0030-65","ABB Drives: NOCH0070-65","ABB Drives: NOCH0120-65","ABB Drives: JBR-01","ABB Drives: JBR-03","ABB Drives: SACE08RE44","ABB Drives: SACE15RE22","ABB Drives: SACE15RE13","ABB Drives: SAFUR90F575","ABB Drives: SAFUR80F500","ABB Drives: SAFUR125F500","ABB Drives: SAFUR125F500","ABB Drives: SAFUR200F500","F204 B-63/0.3","F204 B-125/0.3","T4 250 A","TDK: B84143V0004R229","TDK: B84143V0006R229","TDK: B84143V0010R230","TDK: B84143V0011R229","TDK: B84143V0016R229","TDK: B84143V0018R230","TDK: B84143V0025R229","TDK: B84143V0026R230","TDK: B84143V0033R229","TDK: B84143V0040R230","TDK: B84143V0050R229","TDK: B84143V0056R230","TDK: B84143V0066R229","TDK: B84143V0075R229","TDK: B84143V0092R230","TDK: B84143V0095R229","TDK: B84143V0130R230","TDK: B84143V0130S230","TDK: B84143V0162S229","TDK: B84143V0207S230","TDK: B84143V0230S229","TDK: B84143V0390S229","NSIN485-6","NSIN900-6"]
[null,"Frame",null,null,null,null,"230/115","230/115","230/115","230/115","230/115","230/115","230/115","230/115","230/115","230/115","230/115","230/115","230/115","230/115","230/115","230/115","230/115","230/115","230/115","230/115","230/115","230/115","230/115","230/115","230/115","230/115","230/115","230/115","230/115","230/115","230/115","230/115","230/115","230/115","230/115","230/115","230/115","230/115","230/115","230/115","230/115","230/115","230/115","230/115","230/115","230/115","230/115","230/115","230/115","230/115","230/115","230/115","230/115","230/115","230/115","230/115","230/115","230/115","230/115","230/115","230/115","230/115","230/115","230/115","230/115","230/115","230/115","230/115","230/115","230/115","230/115","230/115","230/115","230/115","230/115","230/115","230/115","230/115","230/115","230/115","230/115","230/115","230/115","230/115","230/115","230/115","230/115","230/115","230/115","230/115","230/115","230/115","230/115","230/115","230/115","230/115","230/115","230/115","230/115","230/115","230/115","230/115","230/115","230/115","230/115","230/115","230/115","230/115","230/115","230/115","230/115","230/115","230/115","230/115","230/115","230/115","230/115","230/115","230/115","230/115","230/115","230/115","230/115","230/115","230/115","230/115","230/115","230/115","230/115","230/115","230/115","230/115","230/115","230/115","230/115","230/115","230/115","230/115","230/115","230/115","230/115","230/115","230/115","230/115","230/115","230/115","230/115","230/115","230/115","230/115","230/115","230/115","230/115","230/115","230/115","230/115","230/115","230/115","230/115","230/115","230/115","230/115","230/115","230/115","230/115","230/115","230/115","230/115","230/115","230/115","230/115","230/115","230/115","230/115","230/115","230/115","230/115","230/115","230/115","230/115","230/115","230/115","230/115","230/115","230/115","230/115","230/115","230/115","230/115","230/115","230/115","230/115","230/115","230/115","230/115","230/115","230/115","230/115","230/115","230/115","230/115","230/115","230/115","230/115","230/115","230/115","230/115","230/115","230/115","230/116","230/115","230/115","230/115","230/115","230/115","230/115","230/115","230/115","230/115","230/115","230/115","230/115","230/115","230/115","230/115","230/115","230/115","230/115","230/115","230/115","230/115","230/115","230/115","230/115","230/115","230/115","230/115","230/115","230/115","230/115","230/115","230/115","230/115","230/115","230/115","230/115","230/115","230/115","230/115","230/115","230/115","230/115","230/116","230/117","230/118"]
[null,null,null,null,null,"Part number ->",null,null,null,null,null,null,null,null,null,null,null,null,null,null,null,null,null,null,null,null,null,null,null,null,null,null,null,null,null,null,null,null,null,null,"Select aR Fuses",null,null,null,null,null,null,null,null,null,null,null,null,null,null,null,null,null,null,null,null,null,null,null,null,null,null,null,null,null,null,null,null,null,null,null,null,null,null,null,null,null,null,null,null,null,null,null,null,null,null,null,null,null,null,null,null,null,null,null,null,null,"UN = 440....480 V","UN = 440....480 V","UN = 440....480 V","UN = 440....480 V","UN = 440....480 V","UN = 440....480 V","UN = 440....480 V","UN = 440....480 V","UN = 440....480 V","UN = 440....480 V","UN = 440....480 V","UN = 440....480 V","UN = 440....480 V","UN = 440....480 V","UN = 440....480 V","UN = 440....480 V","UN = 440....480 V","UN = 440....480 V","UN = 440....480 V","UN = 440....480 V","UN = 440....480 V","UN = 440....480 V","UN = 440....480 V","UN = 440....480 V","UN = 440....480 V","UN = 440....480 V","UN = 440....480 V","UN = 440....480 V",null,null,null,null,null,null,null,null,null,null,null,null,null,null,null,null,null,null,null,null,null,null,null,null,null,null,"*) Alternative option","*) Alternative option","*) Alternative option",null,null,null,null,null,null,null,null,null,null,null,null,null,null,null,"Fuses are not included.","Fuses are not included.","Fuses are not included.","Fuses are not included.","Fuses are not included.","Fuses are not included.","Fuses are not included.","Fuses are not included.","Fuses are not included.","Fuses are not included.","Fuses are not included.","Fuses are not included.","Fuses are not included.","Fuses are not included.","Fuses are not included.","Fuses are not included.","Fuses are not included.","Fuses are not included.","Fuses are not included.","Fuses are not included.","≤40 °C","≤40 °C","≤40 °C","≤40 °C","≤40 °C","≤40 °C","≤40 °C","≤40 °C","≤40 °C","≤40 °C","≤40 °C","≤40 °C","≤40 °C","≤40 °C",null,null,null,"3 filters included in the kit",null,null,null,null,null,null,null,null,null,null,null,null,"Connected in series",null,null,null,null,"(with code +D150)","(with code +D150)","(with code +D150)","(with code +D150) Connected in parallel","(with code +D150)"]
[]
["UN = 230 V (208, 220, 230, 240 V)"]
["ACS880-01-04A6-2","R1",4.5999999999999996,4.5999999999999996,null,null,null,3,null,null,null,null,null,null,null,null,null,null,null,null,null,null,null,null,null,null,null,null,null,null,null,null,null,null,null,null,null,null,null,null,null,3,null,null,null,null,null,null,null,null,null,null,null,null,null,null,null,null,null,null,null,null,null,null,null,null,null,null,3,null,null,null,null,null,null,null,null,null,null,null,null,null,null,null,null,null,null,null,null,null,null,null,null,null,null,null,null,null,null,null,null,null,null,null,null,3,null,null,null,null,null,null,null,null,null,null,null,null,null,null,null,null,null,null,null,null,null,null,null,null,null,1,null,null,null,null,null,null,null,null,null,null,null,null,null,null,null,null,null,null,null,null,null,null,null,null,null,null,null,null,null,null,null,null,null,"x",1,null,null,null,null,null,null,null,1,null,null,null,null,null,null,null,null,null,1,null,null,null,null,null,null,null,null,null,1,null,null,null,null,null,null,null,null,null,null,null,null,null,null,null,null,null,null,null,null,null,null,null,null,null,null,null,null,null,2,null,null,null,null,null,null,null,null,null,1]
["ACS880-01-06A6-2","R1",6.6,6.6,null,null,null,null,3,null,null,null,null,null,null,null,null,null,null,null,null,null,null,null,null,null,null,null,null,null,null,null,null,null,null,null,null,null,null,null,null,3,null,null,null,null,null,null,null,null,null,null,null,null,null,null,null,null,null,null,null,null,null,null,null,null,null,null,3,null,null,null,null,null,null,null,null,null,null,null,null,null,null,null,null,null,null,null,null,null,null,null,null,null,null,null,null,null,null,null,null,null,null,null,null,3,null,null,null,null,null,null,null,null,null,null,null,null,null,null,null,null,null,null,null,null,null,null,null,null,null,1,null,null,null,null,null,null,null,null,null,null,null,null,null,null,null,null,null,null,null,null,null,null,null,null,null,null,null,null,null,null,null,null,null,"x",1,null,null,null,null,null,null,null,1,null,null,null,null,null,null,null,null,null,1,null,null,null,null,null,null,null,null,null,1,null,null,null,null,null,null,null,null,null,null,null,null,null,null,null,null,null,null,null,null,null,null,null,null,null,null,null,null,null,2,null,null,null,null,null,null,null,null,null,1]
["ACS880-01-07A5-2","R1",7.5,7.5,null,null,null,null,null,3,null,null,null,null,null,null,null,null,null,null,null,null,null,null,null,null,null,null,null,null,null,null,null,null,null,null,null,null,null,null,null,3,null,null,null,null,null,null,null,null,null,null,null,null,null,null,null,null,null,null,null,null,null,null,null,null,null,null,3,null,null,null,null,null,null,null,null,null,null,null,null,null,null,null,null,null,null,null,null,null,null,null,null,null,null,null,null,null,null,null,null,null,null,null,null,3,null,null,null,null,null,null,null,null,null,null,null,null,null,null,null,null,null,null,null,null,null,null,null,null,null,null,null,1,null,null,null,null,null,null,null,null,null,null,null,null,null,null,null,null,null,null,null,null,null,null,null,null,null,null,null,null,null,null,null,"x",1,null,null,null,null,null,null,null,1,null,null,null,null,null,null,null,null,null,1,null,null,null,null,null,null,null,null,null,1,null,null,null,null,null,null,null,null,null,null,null,null,null,null,null,null,null,null,null,null,null,null,null,null,null,null,null,null,null,null,1,null,null,null,null,null,null,null,null,1]
["ACS880-01-10A6-2","R1",10.6,10.6,null,null,null,null,null,3,null,null,null,null,null,null,null,null,null,null,null,null,null,null,null,null,null,null,null,null,null,null,null,null,null,null,null,null,null,null,null,null,3,null,null,null,null,null,null,null,null,null,null,null,null,null,null,null,null,null,null,null,null,null,null,null,null,null,3,null,null,null,null,null,null,null,null,null,null,null,null,null,null,null,null,null,null,null,null,null,null,null,null,null,null,null,null,null,null,null,null,null,null,null,null,null,3,null,null,null,null,null,null,null,null,null,null,null,null,null,null,null,null,null,null,null,null,null,null,null,null,null,null,1,null,null,null,null,null,null,null,null,null,null,null,null,null,null,null,null,null,null,null,null,null,null,null,null,null,null,null,null,null,null,null,"x",1,null,null,null,null,null,null,null,1,null,null,null,null,null,null,null,null,null,1,null,null,null,null,null,null,null,null,null,1,null,null,null,null,null,null,null,null,null,null,null,null,null,null,null,null,null,null,null,null,null,null,null,null,null,null,null,null,null,null,1,null,null,null,null,null,null,null,null,1]
["ACS880-01-16A8-2","R2",16.8,16.8,null,null,null,null,null,null,3,null,null,null,null,null,null,null,null,null,null,null,null,null,null,null,null,null,null,null,null,null,null,null,null,null,null,null,null,null,null,null,null,3,null,null,null,null,null,null,null,null,null,null,null,null,null,null,null,null,null,null,null,null,null,null,null,null,null,null,3,null,null,null,null,null,null,null,null,null,null,null,null,null,null,null,null,null,null,null,null,null,null,null,null,null,null,null,null,null,null,null,null,null,null,null,null,3,null,null,null,null,null,null,null,null,null,null,null,null,null,null,null,null,null,null,null,null,null,null,null,null,null,null,1,null,null,null,null,null,null,null,null,null,null,null,null,null,null,null,null,null,null,null,null,null,null,null,null,null,null,null,null,null,null,"x",1,null,null,null,null,null,null,null,1,null,null,null,null,null,null,null,null,null,null,1,null,null,null,null,null,null,null,null,1,null,null,null,null,null,null,null,null,null,null,null,null,null,null,null,null,null,null,null,null,null,null,null,null,null,null,null,null,null,null,null,null,1,null,null,null,null,null,null,1]
["ACS880-01-24A3-2","R2",24.3,24.3,null,null,null,null,null,null,null,null,3,null,null,null,null,null,null,null,null,null,null,null,null,null,null,null,null,null,null,null,null,null,null,null,null,null,null,null,null,null,null,null,null,3,null,null,null,null,null,null,null,null,null,null,null,null,null,null,null,null,null,null,null,null,null,null,null,null,null,null,3,null,null,null,null,null,null,null,null,null,null,null,null,null,null,null,null,null,null,null,null,null,null,null,null,null,null,null,null,null,null,null,null,null,null,null,null,null,3,null,null,null,null,null,null,null,null,null,null,null,null,null,null,null,null,null,null,null,null,null,null,null,null,null,1,null,null,null,null,null,null,null,null,null,null,null,null,null,null,null,null,null,null,null,null,null,null,null,null,null,null,null,null,"x",null,1,null,null,null,null,null,null,null,1,null,null,null,null,null,null,null,null,null,1,null,null,null,null,null,null,null,null,1,null,null,null,null,null,null,null,null,null,null,null,null,null,null,null,null,null,null,null,null,null,null,null,null,null,null,null,null,null,null,null,null,1,null,null,null,null,null,null,1]
["ACS880-01-031A-2","R3",31,31,null,null,null,null,null,null,null,null,null,3,null,null,null,null,null,null,null,null,null,null,null,null,null,null,null,null,null,null,null,null,null,null,null,null,null,null,null,null,null,null,null,null,null,3,null,null,null,null,null,null,null,null,null,null,null,null,null,null,null,null,null,null,null,null,null,null,null,null,null,null,3,null,null,null,null,null,null,null,null,null,null,null,null,null,null,null,null,null,null,null,null,null,null,null,null,null,null,null,null,null,null,null,null,null,null,null,null,3,null,null,null,null,null,null,null,null,null,null,null,null,null,null,null,null,null,null,null,null,null,null,null,null,null,1,null,null,null,null,null,null,null,null,null,null,null,null,null,null,null,null,null,null,null,null,null,null,null,null,null,null,null,"x",null,1,null,null,null,null,null,null,null,null,1,null,null,null,null,null,null,null,null,null,1,null,null,null,null,null,null,null,null,null,1,null,null,null,null,null,null,null,null,null,null,null,null,null,null,null,null,null,null,null,null,null,null,null,null,null,null,null,null,null,null,null,1,null,null,null,null,null,1]
["ACS880-01-046A-2","R4",46,46,null,null,null,null,null,null,null,null,null,null,3,null,null,null,null,null,null,null,null,null,null,null,null,null,null,null,null,null,null,null,null,null,null,null,null,null,null,null,null,null,null,null,null,null,3,null,null,null,null,null,null,null,null,null,null,null,null,null,null,null,null,null,null,null,null,null,null,null,null,null,null,3,null,null,null,null,null,null,null,null,null,null,null,null,null,null,null,null,null,null,null,null,null,null,null,null,null,null,null,null,null,null,null,null,null,null,null,null,null,3,null,null,null,null,null,null,null,null,null,null,null,null,null,null,null,null,null,null,null,null,null,null,null,null,null,null,null,null,null,null,null,null,null,1,null,null,null,null,null,null,null,null,null,null,null,null,null,null,null,null,null,"x",null,1,null,null,null,null,null,null,null,null,1,null,null,null,null,null,null,null,null,null,1,null,null,null,null,null,null,null,null,null,null,1,null,null,null,null,null,null,null,null,null,null,null,null,null,null,null,null,null,null,null,null,null,null,null,null,null,null,null,null,null,null,1,null,null,null,null,null,1]
["ACS880-01-061A-2","R4",61,61,null,null,null,null,null,null,null,null,null,null,null,3,null,null,null,null,null,null,null,null,null,null,null,null,null,null,null,null,null,null,null,null,null,null,null,null,null,null,null,null,null,null,null,null,null,null,3,null,null,null,null,null,null,null,null,null,null,null,null,null,null,null,null,null,null,null,null,null,null,null,null,null,null,3,null,null,null,null,null,null,null,null,null,null,null,null,null,null,null,null,null,null,null,null,null,null,null,null,null,null,null,null,null,null,null,null,null,null,null,null,null,3,null,null,null,null,null,null,null,null,null,null,null,null,null,null,null,null,null,null,null,null,null,null,null,null,null,null,null,null,null,null,null,null,1,null,null,null,null,null,null,null,null,null,null,null,null,null,null,null,null,"x",null,null,1,null,null,null,null,null,null,null,null,1,null,null,null,null,null,null,null,null,null,1,null,null,null,null,null,null,null,null,null,null,1,null,null,null,null,null,null,null,null,null,null,null,null,null,null,null,null,null,null,null,null,null,null,null,null,null,null,null,null,null,1,null,null,null,null,null,null,1]
["ACS880-01-075A-2","R5",75,75,null,null,null,null,null,null,null,null,null,null,null,null,3,null,null,null,null,null,null,null,null,null,null,null,null,null,null,null,null,null,null,null,null,null,null,null,null,null,null,null,null,null,null,null,null,null,null,null,3,null,null,null,null,null,null,null,null,null,null,null,null,null,null,null,null,null,null,null,null,null,null,null,null,null,null,3,null,null,null,null,null,null,null,null,null,null,null,null,null,null,null,null,null,null,null,null,null,null,null,null,null,null,null,null,null,null,null,null,null,null,null,null,null,3,null,null,null,null,null,null,null,null,null,null,null,null,null,null,null,null,null,null,null,null,null,null,null,null,null,null,null,null,null,null,null,1,null,null,null,null,1,null,null,null,null,null,null,null,null,null,null,null,null,null,1,null,null,null,null,null,null,null,null,1,null,null,null,null,null,null,null,null,null,1,null,null,null,null,null,null,null,null,null,null,1,null,null,null,null,null,null,null,null,null,null,null,null,null,null,null,null,null,null,null,null,null,null,null,null,null,null,null,null,null,null,null,null,null,null,null,null,1]
["ACS880-01-087A-2","R5",87,87,null,null,null,null,null,null,null,null,null,null,null,null,null,3,null,null,null,null,null,null,null,null,null,null,null,null,null,null,null,null,null,null,null,null,null,null,null,null,null,null,null,null,null,null,null,null,null,null,null,3,null,null,null,null,null,null,null,null,null,null,null,null,null,null,null,null,null,null,null,null,null,null,null,null,null,null,3,null,null,null,null,null,null,null,null,null,null,null,null,null,null,null,null,null,null,null,null,null,null,null,null,null,null,null,null,null,null,null,null,null,null,null,null,3,null,null,null,null,null,null,null,null,null,null,null,null,null,null,null,null,null,null,null,null,null,null,null,null,null,null,null,null,null,null,null,1,null,null,null,null,1,null,null,null,null,null,null,null,null,null,null,null,null,null,1,null,null,null,null,null,null,null,null,1,null,null,null,null,null,null,null,null,null,null,1,null,null,null,null,null,null,null,null,null,1,null,null,null,null,null,null,null,null,null,null,null,null,null,null,null,null,null,null,null,null,null,null,null,null,null,null,null,null,null,null,null,null,null,null,null,null,1]
["ACS880-01-115A-2","R6",115,115,null,null,null,null,null,null,null,null,null,null,null,null,null,null,3,null,null,null,null,null,null,null,null,null,null,null,null,null,null,null,null,null,null,null,null,null,null,null,null,null,null,null,null,null,null,null,null,null,null,null,3,null,null,null,null,null,null,null,null,null,null,null,null,null,null,null,null,null,null,null,null,null,null,null,null,null,null,3,null,null,null,null,null,null,null,null,null,null,null,null,null,null,null,null,null,null,null,null,null,null,null,null,null,null,null,null,null,null,null,null,null,null,null,null,3,null,null,null,null,null,null,null,null,null,null,null,null,null,null,null,null,null,null,null,null,null,null,null,null,null,null,null,null,null,null,null,"x",null,null,null,1,null,null,null,null,null,null,null,null,null,null,null,null,null,null,1,null,null,null,null,null,null,null,null,1,null,null,null,null,null,null,null,null,null,1,null,null,null,null,null,null,null,null,null,null,null,1]
["ACS880-01-145A-2","R6",145,145,null,null,null,null,null,null,null,null,null,null,null,null,null,null,null,3,null,null,null,null,null,null,null,null,null,null,null,null,null,null,null,null,null,null,null,null,null,null,null,null,null,null,null,null,null,null,null,null,null,null,3,null,null,null,null,null,null,null,null,null,null,null,null,null,null,null,null,null,null,null,null,null,null,null,null,null,null,null,3,null,null,null,null,null,null,null,null,null,null,null,null,null,null,null,null,null,null,null,null,null,null,null,null,null,null,null,null,null,null,null,null,null,null,null,null,3,null,null,null,null,null,null,null,null,null,null,null,null,null,null,null,null,null,null,null,null,null,null,null,null,null,null,null,null,null,null,"x",null,null,null,null,1,null,null,null,null,null,null,null,null,null,null,null,null,null,null,1,null,null,null,null,null,null,null,1,null,null,null,null,null,null,null,null,null,1,null,null,null,null,null,null,null,null,null,null,null,null,1]
["ACS880-01-170A-2","R7",170,170,null,null,null,null,null,null,null,null,null,null,null,null,null,null,null,null,3,null,null,null,null,null,null,null,null,null,null,null,null,null,null,null,null,null,null,null,null,null,null,null,null,null,null,null,null,null,null,null,null,null,null,null,3,null,null,null,null,null,null,null,null,null,null,null,null,null,null,null,null,null,null,null,null,null,null,null,null,null,null,3,null,null,null,null,null,null,null,null,null,null,null,null,null,null,null,null,null,null,null,null,null,null,null,null,null,null,null,null,null,null,null,null,null,null,null,null,null,3,null,null,null,null,null,null,null,null,null,null,null,null,null,null,null,null,null,null,null,null,null,null,null,null,null,null,null,null,"x",null,null,null,null,1,null,null,null,null,null,null,null,null,null,null,null,null,null,null,1,null,null,null,null,null,null,null,null,1,null,null,null,null,null,null,null,null,null,null,1,null,null,null,null,null,null,null,null,null,null,null,null,1]
["ACS880-01-206A-2","R7",206,206,null,null,null,null,null,null,null,null,null,null,null,null,null,null,null,null,null,3,null,null,null,null,null,null,null,null,null,null,null,null,null,null,null,null,null,null,null,null,null,null,null,null,null,null,null,null,null,null,null,null,null,null,null,3,null,null,null,null,null,null,null,null,null,null,null,null,null,null,null,null,null,null,null,null,null,null,null,null,null,null,3,null,null,null,null,null,null,null,null,null,null,null,null,null,null,null,null,null,null,null,null,null,null,null,null,null,null,null,null,null,null,null,null,null,null,null,null,null,3,null,null,null,null,null,null,null,null,null,null,null,null,null,null,null,null,null,null,null,null,null,null,null,null,null,null,null,"x",null,null,null,null,null,null,null,null,1,null,null,null,null,null,null,null,null,null,null,null,1,null,null,null,null,null,null,null,1,null,null,null,null,null,null,null,null,null,null,1,null,null,null,null,null,null,null,null,null,null,null,null,1]
["ACS880-01-274A-2","R8",274,274,null,null,null,null,null,null,null,null,null,null,null,null,null,null,null,null,null,null,null,3,null,null,null,null,null,null,null,null,null,null,null,null,null,null,null,null,null,null,null,null,null,null,null,null,null,null,null,null,null,null,null,null,null,3,null,null,null,null,null,null,null,null,null,null,null,null,null,null,null,null,null,null,null,null,null,null,null,null,null,null,null,3,null,null,null,null,null,null,null,null,null,null,null,null,null,null,null,null,null,null,null,null,null,null,null,null,null,null,null,null,null,null,null,null,null,null,null,null,null,null,null,null,null,null,null,null,null,null,null,null,null,null,null,null,null,null,null,null,null,null,null,null,null,null,null,null,"x",null,null,null,null,null,null,null,null,null,null,null,null,null,null,null,null,null,null,null,null,1,null,null,null,null,null,null,null,null,1]
["UN = 400 V (380, 400, 415 V) "]
["ACS880-01-02A4-3","R1",2.4,2.4,null,null,3,null,null,null,null,null,null,null,null,null,null,null,null,null,null,null,null,null,null,null,null,null,null,null,null,null,null,null,null,null,null,null,null,null,null,null,null,3,null,null,null,null,null,null,null,null,null,null,null,null,null,null,null,null,null,null,null,null,null,null,null,null,null,null,3,null,null,null,null,null,null,null,null,null,null,null,null,null,null,null,null,null,null,null,null,null,null,null,null,null,null,null,null,null,null,null,3,null,null,null,null,null,null,null,null,null,null,null,null,null,null,null,null,null,null,null,null,null,null,null,null,null,null,null,1,null,null,null,null,null,null,null,null,null,null,null,null,null,null,null,null,null,null,null,null,null,null,null,null,null,null,null,null,null,null,null,null,null,null,"x",1,null,null,null,null,null,null,null,1,null,null,null,null,null,null,null,null,null,1,null,null,null,null,null,null,null,null,null,1,null,null,null,null,null,null,null,null,null,null,null,null,null,1,null,null,null,null,null,null,null,1,null,null,null,1,null,null,null,2,null,null,null,null,null,null,null,null,null,1,null,null,1]
["ACS880-01-03A3-3","R1",3.3,3.3,null,null,null,3,null,null,null,null,null,null,null,null,null,null,null,null,null,null,null,null,null,null,null,null,null,null,null,null,null,null,null,null,null,null,null,null,null,null,null,3,null,null,null,null,null,null,null,null,null,null,null,null,null,null,null,null,null,null,null,null,null,null,null,null,null,null,3,null,null,null,null,null,null,null,null,null,null,null,null,null,null,null,null,null,null,null,null,null,null,null,null,null,null,null,null,null,null,null,null,3,null,null,null,null,null,null,null,null,null,null,null,null,null,null,null,null,null,null,null,null,null,null,null,null,null,null,1,null,null,null,null,null,null,null,null,null,null,null,null,null,null,null,null,null,null,null,null,null,null,null,null,null,null,null,null,null,null,null,null,null,null,"x",1,null,null,null,null,null,null,null,1,null,null,null,null,null,null,null,null,null,1,null,null,null,null,null,null,null,null,null,1,null,null,null,null,null,null,null,null,null,null,null,null,null,1,null,null,null,null,null,null,null,1,null,null,null,1,null,null,null,2,null,null,null,null,null,null,null,null,null,1,null,null,1]
["ACS880-01-04A0-3","R1",4,4,null,null,null,3,null,null,null,null,null,null,null,null,null,null,null,null,null,null,null,null,null,null,null,null,null,null,null,null,null,null,null,null,null,null,null,null,null,null,null,3,null,null,null,null,null,null,null,null,null,null,null,null,null,null,null,null,null,null,null,null,null,null,null,null,null,null,3,null,null,null,null,null,null,null,null,null,null,null,null,null,null,null,null,null,null,null,null,null,null,null,null,null,null,null,null,null,null,null,null,3,null,null,null,null,null,null,null,null,null,null,null,null,null,null,null,null,null,null,null,null,null,null,null,null,null,null,1,null,null,null,null,null,null,null,null,null,null,null,null,null,null,null,null,null,null,null,null,null,null,null,null,null,null,null,null,null,null,null,null,null,null,"x",1,null,null,null,null,null,null,null,1,null,null,null,null,null,null,null,null,null,1,null,null,null,null,null,null,null,null,null,1,null,null,null,null,null,null,null,null,null,null,null,null,null,1,null,null,null,null,null,null,null,1,null,null,null,1,null,null,null,2,null,null,null,null,null,null,null,null,null,1,null,null,1]
["ACS880-01-05A6-3","R1",5.6,5.6,null,null,null,null,3,null,null,null,null,null,null,null,null,null,null,null,null,null,null,null,null,null,null,null,null,null,null,null,null,null,null,null,null,null,null,null,null,null,null,3,null,null,null,null,null,null,null,null,null,null,null,null,null,null,null,null,null,null,null,null,null,null,null,null,null,null,3,null,null,null,null,null,null,null,null,null,null,null,null,null,null,null,null,null,null,null,null,null,null,null,null,null,null,null,null,null,null,null,null,null,3,null,null,null,null,null,null,null,null,null,null,null,null,null,null,null,null,null,null,null,null,null,null,null,null,null,null,1,null,null,null,null,null,null,null,null,null,null,null,null,null,null,null,null,null,null,null,null,null,null,null,null,null,null,null,null,null,null,null,null,null,"x",1,null,null,null,null,null,null,null,1,null,null,null,null,null,null,null,null,null,1,null,null,null,null,null,null,null,null,null,1,null,null,null,null,null,null,null,null,null,null,null,null,null,1,null,null,null,null,null,null,null,1,null,null,null,1,null,null,null,2,null,null,null,null,null,null,null,null,null,1,null,null,null,1]
["ACS880-01-07A2-3","R1",8,7.2,null,null,null,null,3,null,null,null,null,null,null,null,null,null,null,null,null,null,null,null,null,null,null,null,null,null,null,null,null,null,null,null,null,null,null,null,null,null,null,3,null,null,null,null,null,null,null,null,null,null,null,null,null,null,null,null,null,null,null,null,null,null,null,null,null,null,3,null,null,null,null,null,null,null,null,null,null,null,null,null,null,null,null,null,null,null,null,null,null,null,null,null,null,null,null,null,null,null,null,null,3,null,null,null,null,null,null,null,null,null,null,null,null,null,null,null,null,null,null,null,null,null,null,null,null,null,null,null,1,null,null,null,null,null,null,null,null,null,null,null,null,null,null,null,null,null,null,null,null,null,null,null,null,null,null,null,null,null,null,null,null,"x",1,null,null,null,null,null,null,null,1,null,null,null,null,null,null,null,null,null,1,null,null,null,null,null,null,null,null,null,1,null,null,null,null,null,null,null,null,null,null,null,null,null,1,null,null,null,null,null,null,null,1,null,null,null,1,null,null,null,null,1,null,null,null,null,null,null,null,null,1,null,null,null,null,null,1]
["ACS880-01-09A4-3","R1",10,9.4,null,null,null,null,null,3,null,null,null,null,null,null,null,null,null,null,null,null,null,null,null,null,null,null,null,null,null,null,null,null,null,null,null,null,null,null,null,null,null,3,null,null,null,null,null,null,null,null,null,null,null,null,null,null,null,null,null,null,null,null,null,null,null,null,null,null,3,null,null,null,null,null,null,null,null,null,null,null,null,null,null,null,null,null,null,null,null,null,null,null,null,null,null,null,null,null,null,null,null,null,null,3,null,null,null,null,null,null,null,null,null,null,null,null,null,null,null,null,null,null,null,null,null,null,null,null,null,null,1,null,null,null,null,null,null,null,null,null,null,null,null,null,null,null,null,null,null,null,null,null,null,null,null,null,null,null,null,null,null,null,null,"x",1,null,null,null,null,null,null,null,1,null,null,null,null,null,null,null,null,null,1,null,null,null,null,null,null,null,null,null,1,null,null,null,null,null,null,null,null,null,null,null,null,null,1,null,null,null,null,null,null,null,1,null,null,null,1,null,null,null,null,1,null,null,null,null,null,null,null,null,1,null,null,null,null,null,1]
["ACS880-01-12A6-3","R1",12.9,12.6,null,null,null,null,null,3,null,null,null,null,null,null,null,null,null,null,null,null,null,null,null,null,null,null,null,null,null,null,null,null,null,null,null,null,null,null,null,null,null,3,null,null,null,null,null,null,null,null,null,null,null,null,null,null,null,null,null,null,null,null,null,null,null,null,null,null,3,null,null,null,null,null,null,null,null,null,null,null,null,null,null,null,null,null,null,null,null,null,null,null,null,null,null,null,null,null,null,null,null,null,null,null,3,null,null,null,null,null,null,null,null,null,null,null,null,null,null,null,null,null,null,null,null,null,null,null,null,null,null,null,1,null,null,null,null,null,null,null,null,null,null,null,null,null,null,null,null,null,null,null,null,null,null,null,null,null,null,null,null,null,null,"x",1,null,null,null,null,null,null,null,1,null,null,null,null,null,null,null,null,null,1,null,null,null,null,null,null,null,null,null,1,null,null,null,null,null,null,null,null,null,null,null,null,null,1,null,null,null,null,null,null,null,1,null,null,null,1,null,null,null,null,1,null,null,null,null,null,null,null,null,1,null,null,null,null,null,null,1]
["ACS880-01-017A-3","R2",17,17,null,null,null,null,null,null,3,null,null,null,null,null,null,null,null,null,null,null,null,null,null,null,null,null,null,null,null,null,null,null,null,null,null,null,null,null,null,null,null,null,null,3,null,null,null,null,null,null,null,null,null,null,null,null,null,null,null,null,null,null,null,null,null,null,null,null,null,null,3,null,null,null,null,null,null,null,null,null,null,null,null,null,null,null,null,null,null,null,null,null,null,null,null,null,null,null,null,null,null,null,null,null,null,3,null,null,null,null,null,null,null,null,null,null,null,null,null,null,null,null,null,null,null,null,null,null,null,null,null,null,null,1,null,null,null,null,null,null,null,null,null,null,null,null,null,null,null,null,null,null,null,null,null,null,null,null,null,null,null,null,null,"x",1,null,null,null,null,null,null,null,null,1,null,null,null,null,null,null,null,null,null,1,null,null,null,null,null,null,null,null,1,null,null,null,null,null,null,null,null,null,null,null,null,null,null,1,null,null,null,null,null,null,null,1,null,null,null,1,null,null,null,null,1,null,null,null,null,null,null,null,1,null,null,null,null,null,null,null,null,1]
["ACS880-01-025A-3","R2",25,25,null,null,null,null,null,null,null,3,null,null,null,null,null,null,null,null,null,null,null,null,null,null,null,null,null,null,null,null,null,null,null,null,null,null,null,null,null,null,null,null,null,3,null,null,null,null,null,null,null,null,null,null,null,null,null,null,null,null,null,null,null,null,null,null,null,null,null,null,3,null,null,null,null,null,null,null,null,null,null,null,null,null,null,null,null,null,null,null,null,null,null,null,null,null,null,null,null,null,null,null,null,null,null,null,null,3,null,null,null,null,null,null,null,null,null,null,null,null,null,null,null,null,null,null,null,null,null,null,null,null,null,null,1,null,null,null,null,null,null,null,null,null,null,null,null,null,null,null,null,null,null,null,null,null,null,null,null,null,null,null,null,"x",null,1,null,null,null,null,null,null,null,1,null,null,null,null,null,null,null,null,null,1,null,null,null,null,null,null,null,null,null,1,null,null,null,null,null,null,null,null,null,null,null,null,null,1,null,null,null,null,null,null,null,1,null,null,null,1,null,null,null,null,1,null,null,null,null,null,null,null,1,null,null,null,null,null,null,null,null,1]
["ACS880-01-032A-3","R3",32,32,null,null,null,null,null,null,null,null,3,null,null,null,null,null,null,null,null,null,null,null,null,null,null,null,null,null,null,null,null,null,null,null,null,null,null,null,null,null,null,null,null,null,null,3,null,null,null,null,null,null,null,null,null,null,null,null,null,null,null,null,null,null,null,null,null,null,null,null,null,null,3,null,null,null,null,null,null,null,null,null,null,null,null,null,null,null,null,null,null,null,null,null,null,null,null,null,null,null,null,null,null,null,null,null,null,null,3,null,null,null,null,null,null,null,null,null,null,null,null,null,null,null,null,null,null,null,null,null,null,null,null,null,null,1,null,null,null,null,null,null,null,null,null,null,null,null,null,null,null,null,null,null,null,null,null,null,null,null,null,null,null,"x",null,1,null,null,null,null,null,null,null,null,1,null,null,null,null,null,null,null,null,null,1,null,null,null,null,null,null,null,null,null,1,null,null,null,null,null,null,null,null,null,null,null,null,null,1,null,null,null,null,null,null,null,1,null,null,null,1,null,null,null,null,1,null,null,null,null,null,null,1,null,null,null,null,null,null,null,null,null,null,1]
["ACS880-01-038A-3","R3",38,38,null,null,null,null,null,null,null,null,null,3,null,null,null,null,null,null,null,null,null,null,null,null,null,null,null,null,null,null,null,null,null,null,null,null,null,null,null,null,null,null,null,null,null,3,null,null,null,null,null,null,null,null,null,null,null,null,null,null,null,null,null,null,null,null,null,null,null,null,null,null,3,null,null,null,null,null,null,null,null,null,null,null,null,null,null,null,null,null,null,null,null,null,null,null,null,null,null,null,null,null,null,null,null,null,null,null,null,3,null,null,null,null,null,null,null,null,null,null,null,null,null,null,null,null,null,null,null,null,null,null,null,null,null,null,1,null,null,null,null,null,null,null,null,null,null,null,null,null,null,null,null,null,null,null,null,null,null,null,null,null,null,"x",null,1,null,null,null,null,null,null,null,null,1,null,null,null,null,null,null,null,null,null,1,null,null,null,null,null,null,null,null,null,1,null,null,null,null,null,null,null,null,null,null,null,null,null,1,null,null,null,null,null,null,null,1,null,null,null,1,null,null,null,null,1,null,null,null,null,null,null,1,null,null,null,null,null,null,null,null,null,null,null,null,1]
["ACS880-01-045A-3","R4",45,45,null,null,null,null,null,null,null,null,null,null,3,null,null,null,null,null,null,null,null,null,null,null,null,null,null,null,null,null,null,null,null,null,null,null,null,null,null,null,null,null,null,null,null,null,3,null,null,null,null,null,null,null,null,null,null,null,null,null,null,null,null,null,null,null,null,null,null,null,null,null,null,3,null,null,null,null,null,null,null,null,null,null,null,null,null,null,null,null,null,null,null,null,null,null,null,null,null,null,null,null,null,null,null,null,null,null,null,null,3,null,null,null,null,null,null,null,null,null,null,null,null,null,null,null,null,null,null,null,null,null,null,null,null,null,null,null,null,null,null,null,null,null,1,null,null,null,null,null,null,null,null,null,null,null,null,null,null,null,null,null,null,"x",null,1,null,null,null,null,null,null,null,null,1,null,null,null,null,null,null,null,null,null,1,null,null,null,null,null,null,null,null,null,null,1,null,null,null,null,null,null,null,null,null,null,null,null,1,null,null,null,null,null,null,null,1,null,null,null,1,null,null,null,null,null,1,null,null,null,null,null,1,null,null,null,null,null,null,null,null,null,null,null,null,1]
["ACS880-01-061A-3","R4",61,61,null,null,null,null,null,null,null,null,null,null,null,3,null,null,null,null,null,null,null,null,null,null,null,null,null,null,null,null,null,null,null,null,null,null,null,null,null,null,null,null,null,null,null,null,null,3,null,null,null,null,null,null,null,null,null,null,null,null,null,null,null,null,null,null,null,null,null,null,null,null,null,null,3,null,null,null,null,null,null,null,null,null,null,null,null,null,null,null,null,null,null,null,null,null,null,null,null,null,null,null,null,null,null,null,null,null,null,null,null,3,null,null,null,null,null,null,null,null,null,null,null,null,null,null,null,null,null,null,null,null,null,null,null,null,null,null,null,null,null,null,null,null,null,1,null,null,null,null,null,null,null,null,null,null,null,null,null,null,null,null,null,"x",null,null,1,null,null,null,null,null,null,null,null,1,null,null,null,null,null,null,null,null,null,1,null,null,null,null,null,null,null,null,null,null,1,null,null,null,null,null,null,null,null,null,null,null,1,null,null,null,null,null,null,null,1,null,null,null,1,null,null,null,null,null,1,null,null,null,null,null,null,1,null,null,null,null,null,null,null,null,null,null,null,null,null,1]
["ACS880-01-072A-3","R5",72,72,null,null,null,null,null,null,null,null,null,null,null,null,3,null,null,null,null,null,null,null,null,null,null,null,null,null,null,null,null,null,null,null,null,null,null,null,null,null,null,null,null,null,null,null,null,null,3,null,null,null,null,null,null,null,null,null,null,null,null,null,null,null,null,null,null,null,null,null,null,null,null,null,null,3,null,null,null,null,null,null,null,null,null,null,null,null,null,null,null,null,null,null,null,null,null,null,null,null,null,null,null,null,null,null,null,null,null,null,null,null,3,null,null,null,null,null,null,null,null,null,null,null,null,null,null,null,null,null,null,null,null,null,null,null,null,null,null,null,null,null,null,null,null,null,null,1,null,null,null,null,1,null,null,null,null,null,null,null,null,null,null,null,null,null,1,null,null,null,null,null,null,null,null,1,null,null,null,null,null,null,null,null,null,1,null,null,null,null,null,null,null,null,null,null,1,null,null,null,null,null,null,null,null,null,null,null,null,1,null,null,null,null,null,null,null,1,null,null,null,1,null,null,null,null,null,1,null,null,null,null,null,1,null,null,null,null,null,null,null,null,null,null,null,null,null,null,1]
["ACS880-01-087A-3","R5",87,87,null,null,null,null,null,null,null,null,null,null,null,null,3,null,null,null,null,null,null,null,null,null,null,null,null,null,null,null,null,null,null,null,null,null,null,null,null,null,null,null,null,null,null,null,null,null,null,3,null,null,null,null,null,null,null,null,null,null,null,null,null,null,null,null,null,null,null,null,null,null,null,null,null,null,3,null,null,null,null,null,null,null,null,null,null,null,null,null,null,null,null,null,null,null,null,null,null,null,null,null,null,null,null,null,null,null,null,null,null,null,null,null,3,null,null,null,null,null,null,null,null,null,null,null,null,null,null,null,null,null,null,null,null,null,null,null,null,null,null,null,null,null,null,null,null,1,null,null,null,null,1,null,null,null,null,null,null,null,null,null,null,null,null,null,1,null,null,null,null,null,null,null,null,1,null,null,null,null,null,null,null,null,null,null,1,null,null,null,null,null,null,null,null,null,1,null,null,null,null,null,null,null,null,null,null,null,null,1,null,null,null,null,null,null,null,1,null,null,null,1,null,null,null,null,null,1,null,null,null,null,null,1,null,null,null,null,null,null,null,null,null,null,null,null,null,null,null,null,1]
["ACS880-01-105A-3","R6",105,105,null,null,null,null,null,null,null,null,null,null,null,null,null,3,null,null,null,null,null,null,null,null,null,null,null,null,null,null,null,null,null,null,null,null,null,null,null,null,null,null,null,null,null,null,null,null,null,null,null,null,3,null,null,null,null,null,null,null,null,null,null,null,null,null,null,null,null,null,null,null,null,null,null,null,null,null,null,3,null,null,null,null,null,null,null,null,null,null,null,null,null,null,null,null,null,null,null,null,null,null,null,null,null,null,null,null,null,null,null,null,null,null,null,null,3,null,null,null,null,null,null,null,null,null,null,null,null,null,null,null,null,null,null,null,null,null,null,null,null,null,null,null,null,null,null,null,"x",null,null,null,null,1,null,null,null,null,null,null,null,null,null,null,null,null,null,1,null,null,null,null,null,null,null,null,1,null,null,null,null,null,null,null,null,null,1,null,null,null,null,null,null,null,null,null,null,1,null,null,null,null,null,null,null,null,null,null,null,1,null,null,null,null,null,null,null,1,null,null,null,1,null,null,null,null,null,null,1,null,null,null,null,null,1,null,null,null,null,null,null,null,null,null,null,null,null,null,null,null,null,1]
["ACS880-01-145A-3","R6",145,145,null,null,null,null,null,null,null,null,null,null,null,null,null,null,3,null,null,null,null,null,null,null,null,null,null,null,null,null,null,null,null,null,null,null,null,null,null,null,null,null,null,null,null,null,null,null,null,null,null,null,3,null,null,null,null,null,null,null,null,null,null,null,null,null,null,null,null,null,null,null,null,null,null,null,null,null,null,null,3,null,null,null,null,null,null,null,null,null,null,null,null,null,null,null,null,null,null,null,null,null,null,null,null,null,null,null,null,null,null,null,null,null,null,null,null,3,null,null,null,null,null,null,null,null,null,null,null,null,null,null,null,null,null,null,null,null,null,null,null,null,null,null,null,null,null,null,"x",null,null,null,null,1,null,null,null,null,null,null,null,null,null,null,null,null,null,1,null,null,null,null,null,null,null,null,1,null,null,null,null,null,null,null,null,null,1,null,null,null,null,null,null,null,null,null,null,null,null,null,1,null,null,null,null,null,null,null,null,null,1,null,null,null,null,null,null,null,null,null,null,null,null,null,null,null,null,null,1,null,null,null,null,null,1,null,null,null,null,null,null,null,null,null,null,null,null,null,null,null,null,null,null,1]
["ACS880-01-169A-3","R7",169,169,null,null,null,null,null,null,null,null,null,null,null,null,null,null,null,null,3,null,null,null,null,null,null,null,null,null,null,null,null,null,null,null,null,null,null,null,null,null,null,null,null,null,null,null,null,null,null,null,null,null,null,null,3,null,null,null,null,null,null,null,null,null,null,null,null,null,null,null,null,null,null,null,null,null,null,null,null,null,null,3,null,null,null,null,null,null,null,null,null,null,null,null,null,null,null,null,null,null,null,null,null,null,null,null,null,null,null,null,null,null,null,null,null,null,null,null,3,null,null,null,null,null,null,null,null,null,null,null,null,null,null,null,null,null,null,null,null,null,null,null,null,null,null,null,null,null,"x",null,null,null,null,1,null,null,null,null,null,null,null,null,null,null,null,null,null,null,1,null,null,null,null,null,null,null,null,1,null,null,null,null,null,null,null,null,null,null,1,null,null,null,null,null,null,null,null,null,null,null,null,1,null,null,null,null,null,null,null,null,1,null,null,null,null,null,null,null,null,null,null,null,null,null,null,null,null,null,null,1,null,null,null,null,1,null,null,null,null,null,null,null,null,null,null,null,null,null,null,null,null,null,null,1]
["ACS880-01-206A-3","R7",206,206,null,null,null,null,null,null,null,null,null,null,null,null,null,null,null,null,null,3,null,null,null,null,null,null,null,null,null,null,null,null,null,null,null,null,null,null,null,null,null,null,null,null,null,null,null,null,null,null,null,null,null,null,null,3,null,null,null,null,null,null,null,null,null,null,null,null,null,null,null,null,null,null,null,null,null,null,null,null,null,null,3,null,null,null,null,null,null,null,null,null,null,null,null,null,null,null,null,null,null,null,null,null,null,null,null,null,null,null,null,null,null,null,null,null,null,null,null,null,3,null,null,null,null,null,null,null,null,null,null,null,null,null,null,null,null,null,null,null,null,null,null,null,null,null,null,null,"x",null,null,null,null,null,null,null,null,1,null,null,null,null,null,null,null,null,null,null,null,1,null,null,null,null,null,null,null,1,null,null,null,null,null,null,null,null,null,null,1,null,null,null,null,null,null,null,null,null,null,null,null,1,null,null,null,null,null,null,null,null,1,null,null,null,null,null,null,null,null,null,null,null,null,null,null,null,null,null,null,1,null,null,null,null,null,null,null,null,null,null,null,null,null,null,null,null,null,null,null,null,null,null,null,null,null,1]
["ACS880-01-246A-3","R8",246,246,null,null,null,null,null,null,null,null,null,null,null,null,null,null,null,null,null,null,3,null,null,null,null,null,null,null,null,null,null,null,null,null,null,null,null,null,null,null,null,null,null,null,null,null,null,null,null,null,null,null,null,null,null,null,null,3,null,null,null,null,null,null,null,null,null,null,null,null,null,null,null,null,null,null,null,null,null,null,null,null,null,null,null,3,null,null,null,null,null,null,null,null,null,null,null,null,null,null,null,null,null,null,null,null,null,null,null,null,null,null,null,null,null,null,null,null,null,null,null,3,null,null,null,null,null,null,null,null,null,null,null,null,null,null,null,null,null,null,null,null,null,null,null,null,null,null,"x",null,null,null,null,null,null,null,null,null,1,null,null,null,null,null,null,null,null,null,null,1,null,null,null,null,null,null,null,1,null,null,null,null,null,null,null,null,null,null,1,null,null,null,null,null,null,null,null,null,null,null,null,1,null,null,null,null,null,null,null,null,1,null,null,null,null,null,null,null,null,null,null,null,null,null,null,null,null,null,null,null,null,1,null,null,null,null,null,null,null,null,null,null,null,null,null,null,null,null,null,null,null,null,null,null,null,1]
["ACS880-01-293A-3","R8",293,293,null,null,null,null,null,null,null,null,null,null,null,null,null,null,null,null,null,null,null,null,3,null,null,null,null,null,null,null,null,null,null,null,null,null,null,null,null,null,null,null,null,null,null,null,null,null,null,null,null,null,null,null,null,null,null,null,null,3,null,null,null,null,null,null,null,null,null,null,null,null,null,null,null,null,null,null,null,null,null,null,null,null,null,null,3,null,null,null,null,null,null,null,null,null,null,null,null,null,null,null,null,null,null,null,null,null,null,null,null,null,null,null,null,null,null,null,null,null,null,null,3,null,null,null,null,null,null,null,null,null,null,null,null,null,null,null,null,null,null,null,null,null,null,null,null,null,"x",null,null,null,null,null,null,null,null,null,null,1,null,null,null,null,null,null,null,null,null,null,1,null,null,null,null,null,null,null,1,null,null,null,null,null,null,null,null,null,1,null,null,null,null,null,null,null,null,null,null,null,null,null,null,1,null,null,null,null,null,null,1,null,null,null,null,null,null,null,null,null,null,null,null,null,null,null,null,null,null,null,null,1,null,null,null,null,null,null,null,null,null,null,null,null,null,null,null,null,null,null,null,null,null,null,null,null,1]
["ACS880-01-363A-3","R9",363,363,null,null,null,null,null,null,null,null,null,null,null,null,null,null,null,null,null,null,null,null,null,3,null,null,null,null,null,null,null,null,null,null,null,null,null,null,null,null,null,null,null,null,null,null,null,null,null,null,null,null,null,null,null,null,null,null,null,null,3,null,null,null,null,null,null,null,null,null,null,null,null,null,null,null,null,null,null,null,null,null,null,null,null,null,null,null,3,null,null,null,null,null,null,null,null,null,null,null,null,null,null,null,null,null,null,null,null,null,null,null,null,null,null,null,null,null,null,null,null,null,null,3,null,null,null,null,null,null,null,null,null,null,null,null,null,null,null,null,null,null,null,null,null,null,null,null,"x",null,null,null,null,null,null,null,null,null,null,1,null,null,null,null,null,null,null,null,null,null,1,null,null,null,null,null,null,null,1,null,null,null,null,null,null,null,null,null,null,1,null,null,null,null,null,null,null,null,null,null,null,null,null,null,1,null,null,null,null,null,null,1,null,null,null,null,null,null,null,null,null,null,null,null,null,null,null,null,null,null,2,null,null,null,null,null,null,null,null,null,null,null,null,null,null,null,null,null,null,null,null,null,null,null,null,null,1]
["ACS880-01-430A-3","R9",430,430,null,null,null,null,null,null,null,null,null,null,null,null,null,null,null,null,null,null,null,null,null,null,"3",null,null,null,null,null,null,null,null,null,null,null,null,null,null,null,null,null,null,null,null,null,null,null,null,null,null,null,null,null,null,null,null,null,null,null,null,null,3,null,null,null,null,null,null,null,null,null,null,null,null,null,null,null,null,null,null,null,null,null,null,null,null,null,null,3,null,null,null,null,null,null,null,null,null,null,null,null,null,null,null,null,null,null,null,null,null,null,null,null,null,null,null,null,null,null,null,null,null,null,3,null,null,null,null,null,null,null,null,null,null,null,null,null,null,null,null,null,null,null,null,null,null,null,"x",null,null,null,null,null,null,null,null,null,null,1,null,null,null,null,null,null,null,null,null,null,1,null,null,null,null,null,null,null,null,1,null,null,null,null,null,null,null,null,null,1,null,null,null,null,null,null,null,null,null,null,null,null,null,null,null,1,null,null,null,null,null,1,null,null,null,null,null,null,null,null,null,null,null,null,null,null,null,null,null,null,2,null,null,null,null,null,null,null,null,null,null,null,null,null,null,null,null,null,null,null,null,null,null,null,null,null,1]
["ACS880-04-505A-3","R10",505,505,null,null,null,null,null,null,null,null,null,null,null,null,null,null,null,null,null,null,null,null,null,null,null,null,null,null,null,null,null,null,null,null,null,null,null,null,"x",null,null,null,null,null,null,null,null,null,null,null,null,null,null,null,null,null,null,null,null,null,null,null,null,null,null,3,null,null,null,null,null,null,null,null,null,null,null,null,null,null,null,null,null,null,null,null,null,null,null,null,null,null,3,null,null,null,null,null,null,null,null,null,null,null,null,null,null,null,null,null,null,null,null,null,null,null,null,null,null,null,null,null,null,null,3,null,null,null,null,null,null,null,null,null,null,null,null,null,null,null,null,null,null,null,null,null,null,null,"x",null,null,null,null,null,null,null,null,null,null,null,1,null,null,null,null,null,null,null,null,null,null,null,null,null,null,null,null,null,null,1,null,null,null,null,null,null,null,null,null,1,null,null,null,null,null,null,null,null,null,null,null,null,null,null,null,null,null,null,null,null,null,null,1,null,null,null,null,null,null,null,null,null,null,null,null,null,null,null,null,null,2,null,null,null,null,null,null,null,null,null,null,null,null,null,null,null,null,null,null,null,null,null,null,null,null,null,null,null,1]
["ACS880-04-585A-3","R10",585,585,null,null,null,null,null,null,null,null,null,null,null,null,null,null,null,null,null,null,null,null,null,null,null,null,null,null,null,null,null,null,null,null,null,null,null,null,"x",null,null,null,null,null,null,null,null,null,null,null,null,null,null,null,null,null,null,null,null,null,null,null,null,null,null,3,null,null,null,null,null,null,null,null,null,null,null,null,null,null,null,null,null,null,null,null,null,null,null,null,null,null,null,null,3,null,null,null,null,null,null,null,null,null,null,null,null,null,null,null,null,null,null,null,null,null,null,null,null,null,null,null,null,null,null,3,null,null,null,null,null,null,null,null,null,null,null,null,null,null,null,null,null,null,null,null,null,null,"x",null,null,null,null,null,null,null,null,null,null,null,null,1,null,null,null,null,null,null,null,null,null,null,null,null,null,null,null,null,null,1,null,null,null,null,null,null,null,null,null,1,null,null,null,null,null,null,null,null,null,null,null,null,null,null,null,null,null,null,null,null,null,null,1,null,null,null,null,null,null,null,null,null,null,null,null,null,null,null,null,null,null,2,null,null,null,null,null,null,null,null,null,null,null,null,null,null,null,null,null,null,null,null,null,null,null,null,null,null,1]
["ACS880-04-650A-3","R10",650,650,null,null,null,null,null,null,null,null,null,null,null,null,null,null,null,null,null,null,null,null,null,null,null,null,null,null,null,null,null,null,null,null,null,null,null,null,"x",null,null,null,null,null,null,null,null,null,null,null,null,null,null,null,null,null,null,null,null,null,null,null,null,null,null,3,null,null,null,null,null,null,null,null,null,null,null,null,null,null,null,null,null,null,null,null,null,null,null,null,null,null,null,null,3,null,null,null,null,null,null,null,null,null,null,null,null,null,null,null,null,null,null,null,null,null,null,null,null,null,null,null,null,null,null,3,null,null,null,null,null,null,null,null,null,null,null,null,null,null,null,null,null,null,null,null,null,null,"x",null,null,null,null,null,null,null,null,null,null,null,null,1,null,null,null,null,null,null,null,null,null,null,null,null,null,null,null,null,null,null,1,null,null,null,null,null,null,null,null,null,1,null,null,null,null,null,null,null,null,null,null,null,null,null,null,null,null,null,null,null,null,null,1,null,null,null,null,null,null,null,null,null,null,null,null,null,null,null,null,null,null,2,null,null,null,null,null,null,null,null,null,null,null,null,null,null,null,null,null,null,null,null,null,null,null,null,null,null,1]
["ACS880-04-725A-3","R11",725,725,null,null,null,null,null,null,null,null,null,null,null,null,null,null,null,null,null,null,null,null,null,null,null,null,null,null,null,null,null,null,null,null,null,null,null,null,"x",null,null,null,null,null,null,null,null,null,null,null,null,null,null,null,null,null,null,null,null,null,null,null,null,null,null,null,null,null,null,null,null,null,null,null,null,null,null,null,null,null,null,null,null,null,null,null,null,null,null,null,null,null,null,null,null,null,3,null,null,null,null,null,null,null,null,null,null,null,null,null,null,null,null,null,null,null,null,null,null,null,null,null,null,null,null,3,null,null,null,null,null,null,null,null,null,null,null,null,null,null,null,null,null,null,null,null,null,null,"x",null,null,null,null,null,null,null,null,null,null,null,null,null,1,null,null,null,null,null,null,null,null,null,null,null,null,null,null,null,null,null,1,null,null,null,null,null,null,null,null,null,1,null,null,null,null,null,null,null,null,null,null,null,null,null,null,null,null,null,null,null,null,null,null,1,null,null,null,null,null,null,null,null,null,null,null,null,null,null,null,null,null,3,null,null,null,null,null,null,null,null,null,null,null,null,null,null,null,null,null,null,null,null,null,null,null,null,null,null,1]
["ACS880-04-820A-3","R11",820,820,null,null,null,null,null,null,null,null,null,null,null,null,null,null,null,null,null,null,null,null,null,null,null,null,null,null,null,null,null,null,null,null,null,null,null,null,"x",null,null,null,null,null,null,null,null,null,null,null,null,null,null,null,null,null,null,null,null,null,null,null,null,null,null,null,null,null,null,null,null,null,null,null,null,null,null,null,null,null,null,null,null,null,null,null,null,null,null,null,null,null,null,null,null,null,null,null,null,3,null,null,null,null,null,null,null,null,null,null,null,null,null,null,null,null,null,null,null,null,null,null,null,null,null,null,3,null,null,null,null,null,null,null,null,null,null,null,null,null,null,null,null,null,null,null,null,null,"x",null,null,null,null,null,null,null,null,null,null,null,null,null,1,null,null,null,null,null,null,null,null,null,null,null,null,null,null,null,null,null,null,1,null,null,null,null,null,null,null,null,null,1,null,null,null,null,null,null,null,null,null,null,null,null,null,null,null,null,null,null,null,null,null,1,null,null,null,null,null,null,null,null,null,null,null,null,null,null,null,null,null,3,null,null,null,null,null,null,null,null,null,null,null,null,null,null,null,null,null,null,null,null,null,null,null,null,null,null,1]
["ACS880-04-880A-3","R11",880,880,null,null,null,null,null,null,null,null,null,null,null,null,null,null,null,null,null,null,null,null,null,null,null,null,null,null,null,null,null,null,null,null,null,null,null,null,"x",null,null,null,null,null,null,null,null,null,null,null,null,null,null,null,null,null,null,null,null,null,null,null,null,null,null,null,null,null,null,null,null,null,null,null,null,null,null,null,null,null,null,null,null,null,null,null,null,null,null,null,null,null,null,null,null,null,null,null,null,3,null,null,null,null,null,null,null,null,null,null,null,null,null,null,null,null,null,null,null,null,null,null,null,null,null,null,null,3,null,null,null,null,null,null,null,null,null,null,null,null,null,null,null,null,null,null,null,null,"x",null,null,null,null,null,null,null,null,null,null,null,null,null,1,null,null,null,null,null,null,null,null,null,null,null,null,null,null,null,null,null,null,1,null,null,null,null,null,null,null,null,null,1,null,null,null,null,null,null,null,null,null,null,null,null,null,null,null,null,null,null,null,null,null,1,null,null,null,null,null,null,null,null,null,null,null,null,null,null,null,null,null,3,null,null,null,null,null,null,null,null,null,null,null,null,null,null,null,null,null,null,null,null,null,null,null,null,null,null,1]
["UN = 500 V (440, 460, 480 and 500 V)"]
["ACS880-01-02A1-5","R1",2.1,2.1,null,null,3,null,null,null,null,null,null,null,null,null,null,null,null,null,null,null,null,null,null,null,null,null,null,null,null,null,null,null,null,null,null,null,null,null,null,null,null,3,null,null,null,null,null,null,null,null,null,null,null,null,null,null,null,null,null,null,null,null,null,null,null,null,null,null,3,null,null,null,null,null,null,null,null,null,null,null,null,null,null,null,null,null,null,null,null,null,null,null,null,null,null,null,null,null,null,null,3,null,null,null,null,null,null,null,null,null,null,null,null,null,null,null,null,null,null,null,null,null,null,null,null,null,null,null,null,null,null,null,null,null,null,null,null,1,null,null,null,null,null,null,null,null,null,null,null,null,null,null,null,null,null,null,null,null,null,null,null,null,null,"x",1,null,null,null,null,null,null,null,1,null,null,null,null,null,null,null,null,null,1,null,null,null,null,null,null,null,null,null,1,null,null,null,null,null,null,null,null,null,null,null,null,null,1,null,null,null,null,null,null,null,1,null,null,null,1,null,null,null,2,null,null,null,null,null,null,null,null,null,1,null,null,1]
["ACS880-01-03A0-5","R1",3,3,null,null,null,3,null,null,null,null,null,null,null,null,null,null,null,null,null,null,null,null,null,null,null,null,null,null,null,null,null,null,null,null,null,null,null,null,null,null,null,3,null,null,null,null,null,null,null,null,null,null,null,null,null,null,null,null,null,null,null,null,null,null,null,null,null,null,3,null,null,null,null,null,null,null,null,null,null,null,null,null,null,null,null,null,null,null,null,null,null,null,null,null,null,null,null,null,null,null,null,3,null,null,null,null,null,null,null,null,null,null,null,null,null,null,null,null,null,null,null,null,null,null,null,null,null,null,null,null,null,null,null,null,null,null,null,1,null,null,null,null,null,null,null,null,null,null,null,null,null,null,null,null,null,null,null,null,null,null,null,null,null,"x",1,null,null,null,null,null,null,null,1,null,null,null,null,null,null,null,null,null,1,null,null,null,null,null,null,null,null,null,1,null,null,null,null,null,null,null,null,null,null,null,null,null,1,null,null,null,null,null,null,null,1,null,null,null,1,null,null,null,2,null,null,null,null,null,null,null,null,null,1,null,null,1]
["ACS880-01-03A4-5","R1",3.4,3.4,null,null,null,3,null,null,null,null,null,null,null,null,null,null,null,null,null,null,null,null,null,null,null,null,null,null,null,null,null,null,null,null,null,null,null,null,null,null,null,3,null,null,null,null,null,null,null,null,null,null,null,null,null,null,null,null,null,null,null,null,null,null,null,null,null,null,3,null,null,null,null,null,null,null,null,null,null,null,null,null,null,null,null,null,null,null,null,null,null,null,null,null,null,null,null,null,null,null,null,3,null,null,null,null,null,null,null,null,null,null,null,null,null,null,null,null,null,null,null,null,null,null,null,null,null,null,null,null,null,null,null,null,null,null,null,1,null,null,null,null,null,null,null,null,null,null,null,null,null,null,null,null,null,null,null,null,null,null,null,null,null,"x",1,null,null,null,null,null,null,null,1,null,null,null,null,null,null,null,null,null,1,null,null,null,null,null,null,null,null,null,1,null,null,null,null,null,null,null,null,null,null,null,null,null,1,null,null,null,null,null,null,null,1,null,null,null,1,null,null,null,2,null,null,null,null,null,null,null,null,null,1,null,null,1]
["ACS880-01-04A8-5","R1",4.8,4.8,null,null,null,null,3,null,null,null,null,null,null,null,null,null,null,null,null,null,null,null,null,null,null,null,null,null,null,null,null,null,null,null,null,null,null,null,null,null,null,3,null,null,null,null,null,null,null,null,null,null,null,null,null,null,null,null,null,null,null,null,null,null,null,null,null,null,3,null,null,null,null,null,null,null,null,null,null,null,null,null,null,null,null,null,null,null,null,null,null,null,null,null,null,null,null,null,null,null,null,null,3,null,null,null,null,null,null,null,null,null,null,null,null,null,null,null,null,null,null,null,null,null,null,null,null,null,null,null,null,null,null,null,null,null,null,null,1,null,null,null,null,null,null,null,null,null,null,null,null,null,null,null,null,null,null,null,null,null,null,null,null,"x",1,null,null,null,null,null,null,null,1,null,null,null,null,null,null,null,null,null,1,null,null,null,null,null,null,null,null,null,1,null,null,null,null,null,null,null,null,null,null,null,null,null,1,null,null,null,null,null,null,null,1,null,null,null,1,null,null,null,2,null,null,null,null,null,null,null,null,null,1,null,null,null,1]
["ACS880-01-05A2-5","R1",5.2,5.2,null,null,null,null,3,null,null,null,null,null,null,null,null,null,null,null,null,null,null,null,null,null,null,null,null,null,null,null,null,null,null,null,null,null,null,null,null,null,null,3,null,null,null,null,null,null,null,null,null,null,null,null,null,null,null,null,null,null,null,null,null,null,null,null,null,null,3,null,null,null,null,null,null,null,null,null,null,null,null,null,null,null,null,null,null,null,null,null,null,null,null,null,null,null,null,null,null,null,null,null,3,null,null,null,null,null,null,null,null,null,null,null,null,null,null,null,null,null,null,null,null,null,null,null,null,null,null,null,null,null,null,null,null,null,null,null,null,1,null,null,null,null,null,null,null,null,null,null,null,null,null,null,null,null,null,null,null,null,null,null,null,"x",1,null,null,null,null,null,null,null,1,null,null,null,null,null,null,null,null,null,1,null,null,null,null,null,null,null,null,null,1,null,null,null,null,null,null,null,null,null,null,null,null,null,1,null,null,null,null,null,null,null,1,null,null,null,1,null,null,null,null,1,null,null,null,null,null,null,null,null,1,null,null,null,1]
["ACS880-01-07A6-5","R1",7.6,7.6,null,null,null,null,null,3,null,null,null,null,null,null,null,null,null,null,null,null,null,null,null,null,null,null,null,null,null,null,null,null,null,null,null,null,null,null,null,null,null,3,null,null,null,null,null,null,null,null,null,null,null,null,null,null,null,null,null,null,null,null,null,null,null,null,null,null,3,null,null,null,null,null,null,null,null,null,null,null,null,null,null,null,null,null,null,null,null,null,null,null,null,null,null,null,null,null,null,null,null,null,null,3,null,null,null,null,null,null,null,null,null,null,null,null,null,null,null,null,null,null,null,null,null,null,null,null,null,null,null,null,null,null,null,null,null,null,null,1,null,null,null,null,null,null,null,null,null,null,null,null,null,null,null,null,null,null,null,null,null,null,null,"x",1,null,null,null,null,null,null,null,1,null,null,null,null,null,null,null,null,null,1,null,null,null,null,null,null,null,null,null,1,null,null,null,null,null,null,null,null,null,null,null,null,null,1,null,null,null,null,null,null,null,1,null,null,null,1,null,null,null,null,1,null,null,null,null,null,null,null,null,1,null,null,null,null,null,1]
["ACS880-01-11A0-5","R1",11,11,null,null,null,null,null,3,null,null,null,null,null,null,null,null,null,null,null,null,null,null,null,null,null,null,null,null,null,null,null,null,null,null,null,null,null,null,null,null,null,3,null,null,null,null,null,null,null,null,null,null,null,null,null,null,null,null,null,null,null,null,null,null,null,null,null,null,3,null,null,null,null,null,null,null,null,null,null,null,null,null,null,null,null,null,null,null,null,null,null,null,null,null,null,null,null,null,null,null,null,null,null,null,3,null,null,null,null,null,null,null,null,null,null,null,null,null,null,null,null,null,null,null,null,null,null,null,null,null,null,null,null,null,null,null,null,null,null,null,1,null,null,null,null,null,null,null,null,null,null,null,null,null,null,null,null,null,null,null,null,null,null,"x",1,null,null,null,null,null,null,null,1,null,null,null,null,null,null,null,null,null,1,null,null,null,null,null,null,null,null,null,1,null,null,null,null,null,null,null,null,null,null,null,null,null,1,null,null,null,null,null,null,null,1,null,null,null,1,null,null,null,null,1,null,null,null,null,null,null,null,null,1,null,null,null,null,null,1]
["ACS880-01-014A-5","R2",14,14,null,null,null,null,null,null,3,null,null,null,null,null,null,null,null,null,null,null,null,null,null,null,null,null,null,null,null,null,null,null,null,null,null,null,null,null,null,null,null,null,null,3,null,null,null,null,null,null,null,null,null,null,null,null,null,null,null,null,null,null,null,null,null,null,null,null,null,null,3,null,null,null,null,null,null,null,null,null,null,null,null,null,null,null,null,null,null,null,null,null,null,null,null,null,null,null,null,null,null,null,null,null,null,3,null,null,null,null,null,null,null,null,null,null,null,null,null,null,null,null,null,null,null,null,null,null,null,null,null,null,null,null,null,null,null,null,null,null,null,1,null,null,null,null,null,null,null,null,null,null,null,null,null,null,null,null,null,null,null,null,null,"x",1,null,null,null,null,null,null,null,1,null,null,null,null,null,null,null,null,null,1,null,null,null,null,null,null,null,null,null,1,null,null,null,null,null,null,null,null,null,null,null,null,null,null,1,null,null,null,null,null,null,null,1,null,null,null,1,null,null,null,null,1,null,null,null,null,null,null,null,1,null,null,null,null,null,null,1]
["ACS880-01-021A-5","R2",21,21,null,null,null,null,null,null,null,3,null,null,null,null,null,null,null,null,null,null,null,null,null,null,null,null,null,null,null,null,null,null,null,null,null,null,null,null,null,null,null,null,null,3,null,null,null,null,null,null,null,null,null,null,null,null,null,null,null,null,null,null,null,null,null,null,null,null,null,null,3,null,null,null,null,null,null,null,null,null,null,null,null,null,null,null,null,null,null,null,null,null,null,null,null,null,null,null,null,null,null,null,null,null,null,null,null,3,null,null,null,null,null,null,null,null,null,null,null,null,null,null,null,null,null,null,null,null,null,null,null,null,null,null,null,null,null,null,null,null,null,null,1,null,null,null,null,null,null,null,null,null,null,null,null,null,null,null,null,null,null,null,null,"x",1,null,null,null,null,null,null,null,null,1,null,null,null,null,null,null,null,null,null,1,null,null,null,null,null,null,null,null,1,null,null,null,null,null,null,null,null,null,null,null,null,null,null,1,null,null,null,null,null,null,null,1,null,null,null,1,null,null,null,null,1,null,null,null,null,null,null,null,1,null,null,null,null,null,null,null,null,1]
["ACS880-01-027A-5","R3",27,27,null,null,null,null,null,null,null,null,3,null,null,null,null,null,null,null,null,null,null,null,null,null,null,null,null,null,null,null,null,null,null,null,null,null,null,null,null,null,null,null,null,null,null,3,null,null,null,null,null,null,null,null,null,null,null,null,null,null,null,null,null,null,null,null,null,null,null,null,null,null,3,null,null,null,null,null,null,null,null,null,null,null,null,null,null,null,null,null,null,null,null,null,null,null,null,null,null,null,null,null,null,null,null,null,null,null,3,null,null,null,null,null,null,null,null,null,null,null,null,null,null,null,null,null,null,null,null,null,null,null,null,null,null,null,null,null,null,null,null,null,null,1,null,null,null,null,null,null,null,null,null,null,null,null,null,null,null,null,null,null,null,"x",null,1,null,null,null,null,null,null,null,null,1,null,null,null,null,null,null,null,null,null,1,null,null,null,null,null,null,null,null,1,null,null,null,null,null,null,null,null,null,null,null,null,null,null,1,null,null,null,null,null,null,null,1,null,null,null,1,null,null,null,null,1,null,null,null,null,null,null,1,null,null,null,null,null,null,null,null,null,null,1]
["ACS880-01-034A-5","R3",34,34,null,null,null,null,null,null,null,null,null,3,null,null,null,null,null,null,null,null,null,null,null,null,null,null,null,null,null,null,null,null,null,null,null,null,null,null,null,null,null,null,null,null,null,3,null,null,null,null,null,null,null,null,null,null,null,null,null,null,null,null,null,null,null,null,null,null,null,null,null,null,3,null,null,null,null,null,null,null,null,null,null,null,null,null,null,null,null,null,null,null,null,null,null,null,null,null,null,null,null,null,null,null,null,null,null,null,null,3,null,null,null,null,null,null,null,null,null,null,null,null,null,null,null,null,null,null,null,null,null,null,null,null,null,null,null,null,null,null,null,null,null,null,1,null,null,null,null,null,null,null,null,null,null,null,null,null,null,null,null,null,null,"x",null,1,null,null,null,null,null,null,null,null,1,null,null,null,null,null,null,null,null,null,1,null,null,null,null,null,null,null,null,null,1,null,null,null,null,null,null,null,null,null,null,null,null,null,1,null,null,null,null,null,null,null,1,null,null,null,1,null,null,null,null,1,null,null,null,null,null,null,1,null,null,null,null,null,null,null,null,null,null,null,null,1]
["ACS880-01-040A-5","R4",40,40,null,null,null,null,null,null,null,null,null,null,3,null,null,null,null,null,null,null,null,null,null,null,null,null,null,null,null,null,null,null,null,null,null,null,null,null,null,null,null,null,null,null,null,null,3,null,null,null,null,null,null,null,null,null,null,null,null,null,null,null,null,null,null,null,null,null,null,null,null,null,null,3,null,null,null,null,null,null,null,null,null,null,null,null,null,null,null,null,null,null,null,null,null,null,null,null,null,null,null,null,null,null,null,null,null,null,null,null,3,null,null,null,null,null,null,null,null,null,null,null,null,null,null,null,null,null,null,null,null,null,null,null,null,null,null,null,null,null,null,null,null,null,1,null,null,null,null,null,null,null,null,null,null,null,null,null,null,null,null,null,null,"x",null,1,null,null,null,null,null,null,null,null,1,null,null,null,null,null,null,null,null,null,1,null,null,null,null,null,null,null,null,null,1,null,null,null,null,null,null,null,null,null,null,null,null,null,1,null,null,null,null,null,null,null,1,null,null,null,1,null,null,null,null,null,1,null,null,null,null,null,1,null,null,null,null,null,null,null,null,null,null,null,null,1]
["ACS880-01-052A-5","R4",52,52,null,null,null,null,null,null,null,null,null,null,null,3,null,null,null,null,null,null,null,null,null,null,null,null,null,null,null,null,null,null,null,null,null,null,null,null,null,null,null,null,null,null,null,null,null,3,null,null,null,null,null,null,null,null,null,null,null,null,null,null,null,null,null,null,null,null,null,null,null,null,null,null,3,null,null,null,null,null,null,null,null,null,null,null,null,null,null,null,null,null,null,null,null,null,null,null,null,null,null,null,null,null,null,null,null,null,null,null,null,3,null,null,null,null,null,null,null,null,null,null,null,null,null,null,null,null,null,null,null,null,null,null,null,null,null,null,null,null,null,null,null,null,null,1,null,null,null,null,null,null,null,null,null,null,null,null,null,null,null,null,null,"x",null,null,1,null,null,null,null,null,null,null,1,null,null,null,null,null,null,null,null,null,1,null,null,null,null,null,null,null,null,null,null,null,1,null,null,null,null,null,null,null,null,null,null,null,1,null,null,null,null,null,null,null,1,null,null,null,1,null,null,null,null,null,1,null,null,null,null,null,null,1,null,null,null,null,null,null,null,null,null,null,null,null,null,1]
["ACS880-01-065A-5","R5",65,65,null,null,null,null,null,null,null,null,null,null,null,null,3,null,null,null,null,null,null,null,null,null,null,null,null,null,null,null,null,null,null,null,null,null,null,null,null,null,null,null,null,null,null,null,null,null,3,null,null,null,null,null,null,null,null,null,null,null,null,null,null,null,null,null,null,null,null,null,null,null,null,null,null,3,null,null,null,null,null,null,null,null,null,null,null,null,null,null,null,null,null,null,null,null,null,null,null,null,null,null,null,null,null,null,null,null,null,null,null,null,3,null,null,null,null,null,null,null,null,null,null,null,null,null,null,null,null,null,null,null,null,null,null,null,null,null,null,null,null,null,null,null,null,null,null,1,null,null,null,null,1,null,null,null,null,null,null,null,null,null,null,null,null,null,1,null,null,null,null,null,null,null,null,1,null,null,null,null,null,null,null,null,null,1,null,null,null,null,null,null,null,null,null,null,1,null,null,null,null,null,null,null,null,null,null,null,null,1,null,null,null,null,null,null,null,1,null,null,null,1,null,null,null,null,null,1,null,null,null,null,null,1,null,null,null,null,null,null,null,null,null,null,null,null,null,1]
["ACS880-01-077A-5","R5",77,77,null,null,null,null,null,null,null,null,null,null,null,null,3,null,null,null,null,null,null,null,null,null,null,null,null,null,null,null,null,null,null,null,null,null,null,null,null,null,null,null,null,null,null,null,null,null,null,3,null,null,null,null,null,null,null,null,null,null,null,null,null,null,null,null,null,null,null,null,null,null,null,null,null,null,3,null,null,null,null,null,null,null,null,null,null,null,null,null,null,null,null,null,null,null,null,null,null,null,null,null,null,null,null,null,null,null,null,null,null,null,null,null,3,null,null,null,null,null,null,null,null,null,null,null,null,null,null,null,null,null,null,null,null,null,null,null,null,null,null,null,null,null,null,null,null,1,null,null,null,null,1,null,null,null,null,null,null,null,null,null,null,null,null,null,1,null,null,null,null,null,null,null,null,1,null,null,null,null,null,null,null,null,null,1,null,null,null,null,null,null,null,null,null,null,1,null,null,null,null,null,null,null,null,null,null,null,null,1,null,null,null,null,null,null,null,1,null,null,null,1,null,null,null,null,null,1,null,null,null,null,null,1,null,null,null,null,null,null,null,null,null,null,null,null,null,null,1]
["ACS880-01-096A-5","R6",96,96,null,null,null,null,null,null,null,null,null,null,null,null,null,3,null,null,null,null,null,null,null,null,null,null,null,null,null,null,null,null,null,null,null,null,null,null,null,null,null,null,null,null,null,null,null,null,null,null,null,3,null,null,null,null,null,null,null,null,null,null,null,null,null,null,null,null,null,null,null,null,null,null,null,null,null,null,null,3,null,null,null,null,null,null,null,null,null,null,null,null,null,null,null,null,null,null,null,null,null,null,null,null,null,null,null,null,null,null,null,null,null,null,null,null,3,null,null,null,null,null,null,null,null,null,null,null,null,null,null,null,null,null,null,null,null,null,null,null,null,null,null,null,null,null,null,null,"x",null,null,null,null,1,null,null,null,null,null,null,null,null,null,null,null,null,1,null,null,null,null,null,null,null,null,1,null,null,null,null,null,null,null,null,null,null,1,null,null,null,null,null,null,null,null,null,1,null,null,null,null,null,null,null,null,null,null,null,null,1,null,null,null,null,null,null,null,1,null,null,null,1,null,null,null,null,null,null,1,null,null,null,null,null,1,null,null,null,null,null,null,null,null,null,null,null,null,null,null,null,null,null,1]
["ACS880-01-124A-5","R6",124,124,null,null,null,null,null,null,null,null,null,null,null,null,null,null,3,null,null,null,null,null,null,null,null,null,null,null,null,null,null,null,null,null,null,null,null,null,null,null,null,null,null,null,null,null,null,null,null,null,null,null,3,null,null,null,null,null,null,null,null,null,null,null,null,null,null,null,null,null,null,null,null,null,null,null,null,null,null,null,3,null,null,null,null,null,null,null,null,null,null,null,null,null,null,null,null,null,null,null,null,null,null,null,null,null,null,null,null,null,null,null,null,null,null,null,null,3,null,null,null,null,null,null,null,null,null,null,null,null,null,null,null,null,null,null,null,null,null,null,null,null,null,null,null,null,null,null,"x",null,null,null,null,1,null,null,null,null,null,null,null,null,null,null,null,null,null,1,null,null,null,null,null,null,null,null,1,null,null,null,null,null,null,null,null,null,1,null,null,null,null,null,null,null,null,null,null,null,1,null,null,null,null,null,null,null,null,null,null,null,1,null,null,null,null,null,null,null,null,null,null,null,null,null,null,null,null,null,1,null,null,null,null,null,1,null,null,null,null,null,null,null,null,null,null,null,null,null,null,null,null,null,1]
["ACS880-01-156A-5","R7",156,156,null,null,null,null,null,null,null,null,null,null,null,null,null,null,null,null,3,null,null,null,null,null,null,null,null,null,null,null,null,null,null,null,null,null,null,null,null,null,null,null,null,null,null,null,null,null,null,null,null,null,null,3,null,null,null,null,null,null,null,null,null,null,null,null,null,null,null,null,null,null,null,null,null,null,null,null,null,null,null,3,null,null,null,null,null,null,null,null,null,null,null,null,null,null,null,null,null,null,null,null,null,null,null,null,null,null,null,null,null,null,null,null,null,null,null,null,3,null,null,null,null,null,null,null,null,null,null,null,null,null,null,null,null,null,null,null,null,null,null,null,null,null,null,null,null,null,"x",null,null,null,null,1,null,null,null,null,null,null,null,null,null,null,null,null,null,null,1,null,null,null,null,null,null,null,1,null,null,null,null,null,null,null,null,null,null,null,1,null,null,null,null,null,null,null,null,null,null,null,1,null,null,null,null,null,null,null,null,null,1,null,null,null,null,null,null,null,null,null,null,null,null,null,null,null,null,null,null,1,null,null,null,null,1,null,null,null,null,null,null,null,null,null,null,null,null,null,null,null,null,null,null,1]
["ACS880-01-180A-5","R7",180,180,null,null,null,null,null,null,null,null,null,null,null,null,null,null,null,null,null,3,null,null,null,null,null,null,null,null,null,null,null,null,null,null,null,null,null,null,null,null,null,null,null,null,null,null,null,null,null,null,null,null,null,null,null,3,null,null,null,null,null,null,null,null,null,null,null,null,null,null,null,null,null,null,null,null,null,null,null,null,null,null,3,null,null,null,null,null,null,null,null,null,null,null,null,null,null,null,null,null,null,null,null,null,null,null,null,null,null,null,null,null,null,null,null,null,null,null,null,null,3,null,null,null,null,null,null,null,null,null,null,null,null,null,null,null,null,null,null,null,null,null,null,null,null,null,null,null,"x",null,null,null,null,null,null,null,null,1,null,null,null,null,null,null,null,null,null,null,null,1,null,null,null,null,null,null,null,1,null,null,null,null,null,null,null,null,null,null,1,null,null,null,null,null,null,null,null,null,null,null,null,1,null,null,null,null,null,null,null,null,1,null,null,null,null,null,null,null,null,null,null,null,null,null,null,null,null,null,null,1,null,null,null,null,null,null,null,null,null,null,null,null,null,null,null,null,null,null,null,null,null,null,null,1]
["ACS880-01-240A-5","R8",240,240,null,null,null,null,null,null,null,null,null,null,null,null,null,null,null,null,null,null,3,null,null,null,null,null,null,null,null,null,null,null,null,null,null,null,null,null,null,null,null,null,null,null,null,null,null,null,null,null,null,null,null,null,null,null,3,null,null,null,null,null,null,null,null,null,null,null,null,null,null,null,null,null,null,null,null,null,null,null,null,null,null,null,3,null,null,null,null,null,null,null,null,null,null,null,null,null,null,null,null,null,null,null,null,null,null,null,null,null,null,null,null,null,null,null,null,null,null,null,null,3,null,null,null,null,null,null,null,null,null,null,null,null,null,null,null,null,null,null,null,null,null,null,null,null,null,null,"x",null,null,null,null,null,null,null,null,null,null,1,null,null,null,null,null,null,null,null,null,1,null,null,null,null,null,null,null,1,null,null,null,null,null,null,null,null,null,null,1,null,null,null,null,null,null,null,null,null,null,null,null,1,null,null,null,null,null,null,null,null,1,null,null,null,null,null,null,null,null,null,null,null,null,null,null,null,null,null,null,null,null,1,null,null,null,null,null,null,null,null,null,null,null,null,null,null,null,null,null,null,null,null,null,null,null,1]
["ACS880-01-260A-5","R8",260,260,null,null,null,null,null,null,null,null,null,null,null,null,null,null,null,null,null,null,null,3,null,null,null,null,null,null,null,null,null,null,null,null,null,null,null,null,null,null,null,null,null,null,null,null,null,null,null,null,null,null,null,null,null,null,null,null,null,3,null,null,null,null,null,null,null,null,null,null,null,null,null,null,null,null,null,null,null,null,null,null,null,null,null,3,null,null,null,null,null,null,null,null,null,null,null,null,null,null,null,null,null,null,null,null,null,null,null,null,null,null,null,null,null,null,null,null,null,null,null,null,3,null,null,null,null,null,null,null,null,null,null,null,null,null,null,null,null,null,null,null,null,null,null,null,null,null,"x",null,null,null,null,null,null,null,null,null,null,1,null,null,null,null,null,null,null,null,null,1,null,null,null,null,null,null,null,null,1,null,null,null,null,null,null,null,null,null,1,null,null,null,null,null,null,null,null,null,null,null,null,null,1,null,null,null,null,null,null,null,1,null,null,null,null,null,null,null,null,null,null,null,null,null,null,null,null,null,null,null,null,1,null,null,null,null,null,null,null,null,null,null,null,null,null,null,null,null,null,null,null,null,null,null,null,1]
["ACS880-01-302A-5","R9",302,302,null,null,null,null,null,null,null,null,null,null,null,null,null,null,null,null,null,null,null,null,null,3,null,null,null,null,null,null,null,null,null,null,null,null,null,null,null,null,null,null,null,null,null,null,null,null,null,null,null,null,null,null,null,null,null,null,null,null,3,null,null,null,null,null,null,null,null,null,null,null,null,null,null,null,null,null,null,null,null,null,null,null,null,null,null,3,null,null,null,null,null,null,null,null,null,null,null,null,null,null,null,null,null,null,null,null,null,null,null,null,null,null,null,null,null,null,null,null,null,null,3,null,null,null,null,null,null,null,null,null,null,null,null,null,null,null,null,null,null,null,null,null,null,null,null,null,"x",null,null,null,null,null,null,null,null,null,null,1,null,null,null,null,null,null,null,null,null,null,1,null,null,null,null,null,null,null,1,null,null,null,null,null,null,null,null,null,1,null,null,null,null,null,null,null,null,null,null,null,null,null,null,1,null,null,null,null,null,null,null,1,null,null,null,null,null,null,null,null,null,null,null,null,null,null,null,null,null,null,null,1]
["ACS880-01-361A-5","R9",361,361,null,null,null,null,null,null,null,null,null,null,null,null,null,null,null,null,null,null,null,null,null,null,3,null,null,null,null,null,null,null,null,null,null,null,null,null,null,null,null,null,null,null,null,null,null,null,null,null,null,null,null,null,null,null,null,null,null,null,3,null,null,null,null,null,null,null,null,null,null,null,null,null,null,null,null,null,null,null,null,null,null,null,null,null,null,null,3,null,null,null,null,null,null,null,null,null,null,null,null,null,null,null,null,null,null,null,null,null,null,null,null,null,null,null,null,null,null,null,null,null,null,3,null,null,null,null,null,null,null,null,null,null,null,null,null,null,null,null,null,null,null,null,null,null,null,null,"x",null,null,null,null,null,null,null,null,null,null,1,null,null,null,null,null,null,null,null,null,null,1,null,null,null,null,null,null,null,1,null,null,null,null,null,null,null,null,null,null,1,null,null,null,null,null,null,null,null,null,null,null,null,null,null,1,null,null,null,null,null,null,1,null,null,null,null,null,null,null,null,null,null,null,null,null,null,null,null,null,null,null,1,null,null,null,null,null,null,null,null,null,null,null,null,null,null,null,null,null,null,null,null,null,null,null,null,1]
["ACS880-01-414A-5","R9",414,414,null,null,null,null,null,null,null,null,null,null,null,null,null,null,null,null,null,null,null,null,null,null,3,null,null,null,null,null,null,null,null,null,null,null,null,null,null,null,null,null,null,null,null,null,null,null,null,null,null,null,null,null,null,null,null,null,null,null,null,null,3,null,null,null,null,null,null,null,null,null,null,null,null,null,null,null,null,null,null,null,null,null,null,null,null,null,null,3,null,null,null,null,null,null,null,null,null,null,null,null,null,null,null,null,null,null,null,null,null,null,null,null,null,null,null,null,null,null,null,null,null,null,3,null,null,null,null,null,null,null,null,null,null,null,null,null,null,null,null,null,null,null,null,null,null,null,"x",null,null,null,null,null,null,null,null,null,null,1,null,null,null,null,null,null,null,null,null,null,1,null,null,null,null,null,null,null,null,1,null,null,null,null,null,null,null,null,null,1,null,null,null,null,null,null,null,null,null,null,null,null,null,null,null,1,null,null,null,null,null,1,null,null,null,null,null,null,null,null,null,null,null,null,null,null,null,null,null,null,null,1,null,null,null,null,null,null,null,null,null,null,null,null,null,null,null,null,null,null,null,null,null,null,null,null,1]
["ACS880-04-460A-5","R10",460,460,null,null,null,null,null,null,null,null,null,null,null,null,null,null,null,null,null,null,null,null,null,null,null,null,null,null,null,null,null,null,null,null,null,null,null,null,"x",null,null,null,null,null,null,null,null,null,null,null,null,null,null,null,null,null,null,null,null,null,null,null,3,null,null,null,null,null,null,null,null,null,null,null,null,null,null,null,null,null,null,null,null,null,null,null,null,null,null,null,3,null,null,null,null,null,null,null,null,null,null,null,null,null,null,null,null,null,null,null,null,null,null,null,null,null,null,null,null,null,null,null,null,3,null,null,null,null,null,null,null,null,null,null,null,null,null,null,null,null,null,null,null,null,null,null,null,null,"x",null,null,null,null,null,null,null,null,null,null,null,1,null,null,null,null,null,null,null,null,null,null,null,null,null,null,null,null,null,null,1,null,null,null,null,null,null,null,null,null,1,null,null,null,null,null,null,null,null,null,null,null,null,null,null,null,null,null,null,null,null,null,null,1,null,null,null,null,null,null,null,null,null,null,null,null,null,null,null,null,null,2,null,null,null,null,null,null,null,null,null,null,null,null,null,null,null,null,null,null,null,null,null,null,null,null,null,null,1]
["ACS880-04-503A-5","R10",505,503,null,null,null,null,null,null,null,null,null,null,null,null,null,null,null,null,null,null,null,null,null,null,null,null,null,null,null,null,null,null,null,null,null,null,null,null,"x",null,null,null,null,null,null,null,null,null,null,null,null,null,null,null,null,null,null,null,null,null,null,null,3,null,null,null,null,null,null,null,null,null,null,null,null,null,null,null,null,null,null,null,null,null,null,null,null,null,null,null,null,null,3,null,null,null,null,null,null,null,null,null,null,null,null,null,null,null,null,null,null,null,null,null,null,null,null,null,null,null,null,null,null,null,3,null,null,null,null,null,null,null,null,null,null,null,null,null,null,null,null,null,null,null,null,null,null,null,"x",null,null,null,null,null,null,null,null,null,null,null,1,null,null,null,null,null,null,null,null,null,null,null,null,null,null,null,null,null,null,1,null,null,null,null,null,null,null,null,null,1,null,null,null,null,null,null,null,null,null,null,null,null,null,null,null,null,null,null,null,null,null,null,1,null,null,null,null,null,null,null,null,null,null,null,null,null,null,null,null,null,2,null,null,null,null,null,null,null,null,null,null,null,null,null,null,null,null,null,null,null,null,null,null,null,null,null,null,null,1]
["ACS880-04-583A-5","R10",585,583,null,null,null,null,null,null,null,null,null,null,null,null,null,null,null,null,null,null,null,null,null,null,null,null,null,null,null,null,null,null,null,null,null,null,null,null,"x",null,null,null,null,null,null,null,null,null,null,null,null,null,null,null,null,null,null,null,null,null,null,null,3,null,null,null,null,null,null,null,null,null,null,null,null,null,null,null,null,null,null,null,null,null,null,null,null,null,null,null,null,null,null,null,3,null,null,null,null,null,null,null,null,null,null,null,null,null,null,null,null,null,null,null,null,null,null,null,null,null,null,null,null,null,null,3,null,null,null,null,null,null,null,null,null,null,null,null,null,null,null,null,null,null,null,null,null,null,"x",null,null,null,null,null,null,null,null,null,null,null,1,null,null,null,null,null,null,null,null,null,null,null,null,null,null,null,null,null,null,1,null,null,null,null,null,null,null,null,null,1,null,null,null,null,null,null,null,null,null,null,null,null,null,null,null,null,null,null,null,null,null,null,1,null,null,null,null,null,null,null,null,null,null,null,null,null,null,null,null,null,null,2,null,null,null,null,null,null,null,null,null,null,null,null,null,null,null,null,null,null,null,null,null,null,null,null,null,null,1]
["ACS880-04-635A-5","R10",650,635,null,null,null,null,null,null,null,null,null,null,null,null,null,null,null,null,null,null,null,null,null,null,null,null,null,null,null,null,null,null,null,null,null,null,null,null,"x",null,null,null,null,null,null,null,null,null,null,null,null,null,null,null,null,null,null,null,null,null,null,null,null,null,null,3,null,null,null,null,null,null,null,null,null,null,null,null,null,null,null,null,null,null,null,null,null,null,null,null,null,null,null,null,3,null,null,null,null,null,null,null,null,null,null,null,null,null,null,null,null,null,null,null,null,null,null,null,null,null,null,null,null,null,null,3,null,null,null,null,null,null,null,null,null,null,null,null,null,null,null,null,null,null,null,null,null,null,"x",null,null,null,null,null,null,null,null,null,null,null,null,1,null,null,null,null,null,null,null,null,null,null,null,null,null,null,null,null,null,null,1,null,null,null,null,null,null,null,null,null,1,null,null,null,null,null,null,null,null,null,null,null,null,null,null,null,null,null,null,null,null,null,1,null,null,null,null,null,null,null,null,null,null,null,null,null,null,null,null,null,null,2,null,null,null,null,null,null,null,null,null,null,null,null,null,null,null,null,null,null,null,null,null,null,null,null,null,null,1]
["ACS880-04-715A-5","R11",725,715,null,null,null,null,null,null,null,null,null,null,null,null,null,null,null,null,null,null,null,null,null,null,null,null,null,null,null,null,null,null,null,null,null,null,null,null,"x",null,null,null,null,null,null,null,null,null,null,null,null,null,null,null,null,null,null,null,null,null,null,null,null,null,null,null,null,null,null,null,null,null,null,null,null,null,null,null,null,null,null,null,null,null,null,null,null,null,null,null,null,null,null,null,null,null,3,null,null,null,null,null,null,null,null,null,null,null,null,null,null,null,null,null,null,null,null,null,null,null,null,null,null,null,null,3,null,null,null,null,null,null,null,null,null,null,null,null,null,null,null,null,null,null,null,null,null,null,"x",null,null,null,null,null,null,null,null,null,null,null,null,null,1,null,null,null,null,null,null,null,null,null,null,null,null,null,null,null,null,null,1,null,null,null,null,null,null,null,null,null,1,null,null,null,null,null,null,null,null,null,null,null,null,null,null,null,null,null,null,null,null,null,null,1,null,null,null,null,null,null,null,null,null,null,null,null,null,null,null,null,null,3,null,null,null,null,null,null,null,null,null,null,null,null,null,null,null,null,null,null,null,null,null,null,null,null,null,null,1]
["ACS880-04-820A-5","R11",820,820,null,null,null,null,null,null,null,null,null,null,null,null,null,null,null,null,null,null,null,null,null,null,null,null,null,null,null,null,null,null,null,null,null,null,null,null,"x",null,null,null,null,null,null,null,null,null,null,null,null,null,null,null,null,null,null,null,null,null,null,null,null,null,null,null,null,null,null,null,null,null,null,null,null,null,null,null,null,null,null,null,null,null,null,null,null,null,null,null,null,null,null,null,null,null,null,null,null,3,null,null,null,null,null,null,null,null,null,null,null,null,null,null,null,null,null,null,null,null,null,null,null,null,null,null,3,null,null,null,null,null,null,null,null,null,null,null,null,null,null,null,null,null,null,null,null,null,"x",null,null,null,null,null,null,null,null,null,null,null,null,null,1,null,null,null,null,null,null,null,null,null,null,null,null,null,null,null,null,null,null,1,null,null,null,null,null,null,null,null,null,1,null,null,null,null,null,null,null,null,null,null,null,null,null,null,null,null,null,null,null,null,null,1,null,null,null,null,null,null,null,null,null,null,null,null,null,null,null,null,null,3,null,null,null,null,null,null,null,null,null,null,null,null,null,null,null,null,null,null,null,null,null,null,null,null,null,null,1]
["ACS880-04-880A-5","R11",880,880,null,null,null,null,null,null,null,null,null,null,null,null,null,null,null,null,null,null,null,null,null,null,null,null,null,null,null,null,null,null,null,null,null,null,null,null,"x",null,null,null,null,null,null,null,null,null,null,null,null,null,null,null,null,null,null,null,null,null,null,null,null,null,null,null,null,null,null,null,null,null,null,null,null,null,null,null,null,null,null,null,null,null,null,null,null,null,null,null,null,null,null,null,null,null,null,null,null,3,null,null,null,null,null,null,null,null,null,null,null,null,null,null,null,null,null,null,null,null,null,null,null,null,null,null,null,"3",null,null,null,null,null,null,null,null,null,null,null,null,null,null,null,null,null,null,null,null,"x",null,null,null,null,null,null,null,null,null,null,null,null,null,1,null,null,null,null,null,null,null,null,null,null,null,null,null,null,null,null,null,null,1,null,null,null,null,null,null,null,null,null,1,null,null,null,null,null,null,null,null,null,null,null,null,null,null,null,null,null,null,null,null,null,1,null,null,null,null,null,null,null,null,null,null,null,null,null,null,null,null,null,3,null,null,null,null,null,null,null,null,null,null,null,null,null,null,null,null,null,null,null,null,null,null,null,null,null,null,1]
["UN = 690 V (525, 575, 600, 660, and 690 V)"]
["ACS880-01-07A4-7","R3",7.4,7.4,null,null,null,null,null,null,null,null,null,null,null,null,null,null,null,null,null,null,null,null,null,null,null,3,null,null,null,null,null,null,null,null,null,null,null,null,null,3,null,null,null,null,null,null,null,null,null,null,null,null,null,null,null,null,null,null,null,null,null,null,null,null,null,null,3,null,null,null,null,null,null,null,null,null,null,null,null,null,null,null,null,null,null,null,null,null,null,null,null,null,null,null,null,null,null,null,null,null,null,null,null,3,null,null,null,null,null,null,null,null,null,null,null,null,null,null,null,null,null,null,null,null,null,null,null,null,null,null,null,null,null,null,null,null,null,null,null,null,null,null,null,null,null,null,null,null,null,1,null,null,null,null,null,null,null,null,null,null,null,null,null,null,1,null,null,null,null,null,null,null,1,null,null,null,null,null,null,null,null,null,1,null,null,null,null,null,null,null,null,null,1,null,null,null,null,null,null,null,null,null,null,null,null,null,null,null,null,null,null,null,null,null,null,null,null,null,null,null,null,null,null,null,1,null,null,null,null,null,null,null,null,null,null,null,null,1]
["ACS880-01-09A9-7","R3",9.9,9.9,null,null,null,null,null,null,null,null,null,null,null,null,null,null,null,null,null,null,null,null,null,null,null,null,3,null,null,null,null,null,null,null,null,null,null,null,null,null,3,null,null,null,null,null,null,null,null,null,null,null,null,null,null,null,null,null,null,null,null,null,null,null,null,null,null,3,null,null,null,null,null,null,null,null,null,null,null,null,null,null,null,null,null,null,null,null,null,null,null,null,null,null,null,null,null,null,null,null,null,null,null,null,3,null,null,null,null,null,null,null,null,null,null,null,null,null,null,null,null,null,null,null,null,null,null,null,null,null,null,null,null,null,null,null,null,null,null,null,null,null,null,null,null,null,null,null,null,1,null,null,null,null,null,null,null,null,null,null,null,null,null,null,1,null,null,null,null,null,null,null,1,null,null,null,null,null,null,null,null,null,1,null,null,null,null,null,null,null,null,null,1,null,null,null,null,null,null,null,null,null,null,null,null,null,null,null,null,null,null,null,null,null,null,null,null,null,null,null,null,null,null,null,1,null,null,null,null,null,null,null,null,null,null,null,null,1]
["ACS880-01-14A3-7","R3",14.3,14.3,null,null,null,null,null,null,null,null,null,null,null,null,null,null,null,null,null,null,null,null,null,null,null,null,null,3,null,null,null,null,null,null,null,null,null,null,null,null,null,null,3,null,null,null,null,null,null,null,null,null,null,null,null,null,null,null,null,null,null,null,null,null,null,null,null,null,null,3,null,null,null,null,null,null,null,null,null,null,null,null,null,null,null,null,null,null,null,null,null,null,null,null,null,null,null,null,null,null,null,null,null,null,null,null,3,null,null,null,null,null,null,null,null,null,null,null,null,null,null,null,null,null,null,null,null,null,null,null,null,null,null,null,null,null,null,null,null,null,null,null,null,null,null,null,null,null,null,1,null,null,null,null,null,null,null,null,null,null,null,null,null,null,1,null,null,null,null,null,null,null,1,null,null,null,null,null,null,null,null,null,null,1,null,null,null,null,null,null,null,null,1,null,null,null,null,null,null,null,null,null,null,null,null,null,null,null,null,null,null,null,null,null,null,null,null,null,null,null,null,null,null,null,1,null,null,null,null,null,null,null,null,null,null,null,null,null,null,null,1]
["ACS880-01-019A-7","R3",19,19,null,null,null,null,null,null,null,null,null,null,null,null,null,null,null,null,null,null,null,null,null,null,null,null,null,null,3,null,null,null,null,null,null,null,null,null,null,null,null,null,null,3,null,null,null,null,null,null,null,null,null,null,null,null,null,null,null,null,null,null,null,null,null,null,null,null,null,null,3,null,null,null,null,null,null,null,null,null,null,null,null,null,null,null,null,null,null,null,null,null,null,null,null,null,null,null,null,null,null,null,null,null,null,null,null,null,3,null,null,null,null,null,null,null,null,null,null,null,null,null,null,null,null,null,null,null,null,null,null,null,null,null,null,null,null,null,null,null,null,null,null,null,null,null,null,null,null,null,1,null,null,null,null,null,null,null,null,null,null,null,null,null,null,1,null,null,null,null,null,null,null,1,null,null,null,null,null,null,null,null,null,1,null,null,null,null,null,null,null,null,1,null,null,null,null,null,null,null,null,null,null,null,null,null,null,null,null,null,null,null,null,null,null,null,null,null,null,null,null,null,null,null,1,null,null,null,null,null,null,null,null,null,null,null,null,null,null,null,1]
["ACS880-01-023A-7","R3",23,23,null,null,null,null,null,null,null,null,null,null,null,null,null,null,null,null,null,null,null,null,null,null,null,null,null,null,null,3,null,null,null,null,null,null,null,null,null,null,null,null,null,null,3,null,null,null,null,null,null,null,null,null,null,null,null,null,null,null,null,null,null,null,null,null,null,null,null,null,null,3,null,null,null,null,null,null,null,null,null,null,null,null,null,null,null,null,null,null,null,null,null,null,null,null,null,null,null,null,null,null,null,null,null,null,null,null,null,3,null,null,null,null,null,null,null,null,null,null,null,null,null,null,null,null,null,null,null,null,null,null,null,null,null,null,null,null,null,null,null,null,null,null,null,null,null,null,null,null,1,null,null,null,null,null,null,null,null,null,null,null,null,null,null,1,null,null,null,null,null,null,null,1,null,null,null,null,null,null,null,null,null,1,null,null,null,null,null,null,null,null,1,null,null,null,null,null,null,null,null,null,null,null,null,null,null,null,null,null,null,null,null,null,null,null,null,null,null,null,null,null,null,null,1,null,null,null,null,null,null,null,null,null,null,null,null,null,null,null,null,null,1]
["ACS880-01-027A-7","R3",27,27,null,null,null,null,null,null,null,null,null,null,null,null,null,null,null,null,null,null,null,null,null,null,null,null,null,null,null,3,null,null,null,null,null,null,null,null,null,null,null,null,null,null,3,null,null,null,null,null,null,null,null,null,null,null,null,null,null,null,null,null,null,null,null,null,null,null,null,null,null,3,null,null,null,null,null,null,null,null,null,null,null,null,null,null,null,null,null,null,null,null,null,null,null,null,null,null,null,null,null,null,null,null,null,null,null,null,null,3,null,null,null,null,null,null,null,null,null,null,null,null,null,null,null,null,null,null,null,null,null,null,null,null,null,null,null,null,null,null,null,null,null,null,null,null,null,null,null,null,1,null,null,null,null,null,null,null,null,null,null,null,null,null,null,1,null,null,null,null,null,null,null,null,1,null,null,null,null,null,null,null,null,null,1,null,null,null,null,null,null,null,null,1,null,null,null,null,null,null,null,null,null,null,null,null,null,null,null,null,null,null,null,null,null,null,null,null,null,null,null,null,null,null,1,null,null,null,null,null,null,null,null,null,null,null,null,null,null,null,null,null,1]
["ACS880-01-07A3-7","R5",7.3,7.3,null,null,null,null,null,null,null,null,null,null,null,null,null,null,null,null,null,null,null,null,null,null,null,3,null,null,null,null,null,null,null,null,null,null,null,null,null,3,null,null,null,null,null,null,null,null,null,null,null,null,null,null,null,null,null,null,null,null,null,null,null,null,null,null,3,null,null,null,null,null,null,null,null,null,null,null,null,null,null,null,null,null,null,null,null,null,null,null,null,null,null,null,null,null,null,null,null,null,null,null,null,3,null,null,null,null,null,null,null,null,null,null,null,null,null,null,null,null,null,null,null,null,null,null,null,null,null,null,null,null,null,null,null,null,null,null,null,"1 *)",null,null,null,null,null,null,null,null,null,1,null,null,null,null,null,null,null,null,null,null,null,null,null,null,1,null,null,null,null,null,null,null,1,null,null,null,null,null,null,null,null,null,1,null,null,null,null,null,null,null,null,null,1,null,null,null,null,null,null,null,null,null,null,null,null,null,1,null,null,null,null,null,null,null,1,null,null,null,1,null,null,null,2,null,null,null,null,null,null,null,null,null,1,null,null,null,null,1]
["ACS880-01-09A8-7","R5",9.8000000000000007,9.8000000000000007,null,null,null,null,null,null,null,null,null,null,null,null,null,null,null,null,null,null,null,null,null,null,null,null,3,null,null,null,null,null,null,null,null,null,null,null,null,null,3,null,null,null,null,null,null,null,null,null,null,null,null,null,null,null,null,null,null,null,null,null,null,null,null,null,null,3,null,null,null,null,null,null,null,null,null,null,null,null,null,null,null,null,null,null,null,null,null,null,null,null,null,null,null,null,null,null,null,null,null,null,null,null,3,null,null,null,null,null,null,null,null,null,null,null,null,null,null,null,null,null,null,null,null,null,null,null,null,null,null,null,null,null,null,null,null,null,null,null,"1 *)",null,null,null,null,null,null,null,null,1,null,null,null,null,null,null,null,null,null,null,null,null,null,null,1,null,null,null,null,null,null,null,1,null,null,null,null,null,null,null,null,null,1,null,null,null,null,null,null,null,null,null,1,null,null,null,null,null,null,null,null,null,null,null,null,null,1,null,null,null,null,null,null,null,1,null,null,null,1,null,null,null,2,null,null,null,null,null,null,null,null,null,1,null,null,null,null,1]
["ACS880-01-14A2-7","R5",14.2,14.2,null,null,null,null,null,null,null,null,null,null,null,null,null,null,null,null,null,null,null,null,null,null,null,null,null,3,null,null,null,null,null,null,null,null,null,null,null,null,null,null,3,null,null,null,null,null,null,null,null,null,null,null,null,null,null,null,null,null,null,null,null,null,null,null,null,null,null,3,null,null,null,null,null,null,null,null,null,null,null,null,null,null,null,null,null,null,null,null,null,null,null,null,null,null,null,null,null,null,null,null,null,null,null,null,3,null,null,null,null,null,null,null,null,null,null,null,null,null,null,null,null,null,null,null,null,null,null,null,null,null,null,null,null,null,null,null,null,null,null,"1 *)",null,null,null,null,null,null,null,1,null,null,null,null,null,null,null,null,null,null,null,null,null,null,1,null,null,null,null,null,null,null,1,null,null,null,null,null,null,null,null,null,null,1,null,null,null,null,null,null,null,null,1,null,null,null,null,null,null,null,null,null,null,null,null,null,1,null,null,null,null,null,null,null,1,null,null,null,1,null,null,null,null,null,null,1,null,null,null,null,null,null,1,null,null,null,null,null,null,null,1]
["ACS880-01-018A-7","R5",18,18,null,null,null,null,null,null,null,null,null,null,null,null,null,null,null,null,null,null,null,null,null,null,null,null,null,null,3,null,null,null,null,null,null,null,null,null,null,null,null,null,null,3,null,null,null,null,null,null,null,null,null,null,null,null,null,null,null,null,null,null,null,null,null,null,null,null,null,null,3,null,null,null,null,null,null,null,null,null,null,null,null,null,null,null,null,null,null,null,null,null,null,null,null,null,null,null,null,null,null,null,null,null,null,null,null,null,3,null,null,null,null,null,null,null,null,null,null,null,null,null,null,null,null,null,null,null,null,null,null,null,null,null,null,null,null,null,null,null,null,null,"1 *)",null,null,null,null,null,null,null,1,null,null,null,null,null,null,null,null,null,null,null,null,null,null,1,null,null,null,null,null,null,null,1,null,null,null,null,null,null,null,null,null,1,null,null,null,null,null,null,null,null,1,null,null,null,null,null,null,null,null,null,null,null,null,null,null,1,null,null,null,null,null,null,null,1,null,null,null,1,null,null,null,null,null,1,null,null,null,null,null,null,1,null,null,null,null,null,null,null,1]
["ACS880-01-022A-7","R5",22,22,null,null,null,null,null,null,null,null,null,null,null,null,null,null,null,null,null,null,null,null,null,null,null,null,null,null,null,3,null,null,null,null,null,null,null,null,null,null,null,null,null,null,3,null,null,null,null,null,null,null,null,null,null,null,null,null,null,null,null,null,null,null,null,null,null,null,null,null,null,3,null,null,null,null,null,null,null,null,null,null,null,null,null,null,null,null,null,null,null,null,null,null,null,null,null,null,null,null,null,null,null,null,null,null,null,null,null,3,null,null,null,null,null,null,null,null,null,null,null,null,null,null,null,null,null,null,null,null,null,null,null,null,null,null,null,null,null,null,null,null,null,"1 *)",null,null,null,null,null,null,1,null,null,null,null,null,null,null,null,null,null,null,null,null,null,1,null,null,null,null,null,null,null,1,null,null,null,null,null,null,null,null,null,1,null,null,null,null,null,null,null,null,1,null,null,null,null,null,null,null,null,null,null,null,null,null,null,1,null,null,null,null,null,null,null,1,null,null,null,1,null,null,null,null,null,1,null,null,null,null,null,null,1,null,null,null,null,null,null,null,null,null,1]
["ACS880-01-026A-7","R5",26,26,null,null,null,null,null,null,null,null,null,null,null,null,null,null,null,null,null,null,null,null,null,null,null,null,null,null,null,3,null,null,null,null,null,null,null,null,null,null,null,null,null,null,3,null,null,null,null,null,null,null,null,null,null,null,null,null,null,null,null,null,null,null,null,null,null,null,null,null,null,3,null,null,null,null,null,null,null,null,null,null,null,null,null,null,null,null,null,null,null,null,null,null,null,null,null,null,null,null,null,null,null,null,null,null,null,null,null,3,null,null,null,null,null,null,null,null,null,null,null,null,null,null,null,null,null,null,null,null,null,null,null,null,null,null,null,null,null,null,null,null,null,null,"1 *)",null,null,null,null,null,1,null,null,null,null,null,null,null,null,null,null,null,null,null,null,1,null,null,null,null,null,null,null,null,1,null,null,null,null,null,null,null,null,null,1,null,null,null,null,null,null,null,null,1,null,null,null,null,null,null,null,null,null,null,null,null,null,1,null,null,null,null,null,null,null,1,null,null,null,1,null,null,null,null,null,1,null,null,null,null,null,null,1,null,null,null,null,null,null,null,null,null,1]
["ACS880-01-035A-7","R5",35,35,null,null,null,null,null,null,null,null,null,null,null,null,null,null,null,null,null,null,null,null,null,null,null,null,null,null,null,null,3,null,null,null,null,null,null,null,null,null,null,null,null,null,null,3,null,null,null,null,null,null,null,null,null,null,null,null,null,null,null,null,null,null,null,null,null,null,null,null,null,null,3,null,null,null,null,null,null,null,null,null,null,null,null,null,null,null,null,null,null,null,null,null,null,null,null,null,null,null,null,null,null,null,null,null,null,null,null,null,3,null,null,null,null,null,null,null,null,null,null,null,null,null,null,null,null,null,null,null,null,null,null,null,null,null,null,null,null,null,null,null,null,null,"1 *)",null,null,null,null,null,1,null,null,null,null,null,null,null,null,null,null,null,null,null,null,1,null,null,null,null,null,null,null,null,1,null,null,null,null,null,null,null,null,null,1,null,null,null,null,null,null,null,null,null,1,null,null,null,null,null,null,null,null,null,null,null,null,null,1,null,null,null,null,null,null,null,1,null,null,null,1,null,null,null,null,1,null,null,null,null,null,null,1,null,null,null,null,null,null,null,null,null,null,null,1]
["ACS880-01-042A-7","R5",42,42,null,null,null,null,null,null,null,null,null,null,null,null,null,null,null,null,null,null,null,null,null,null,null,null,null,null,null,null,null,3,null,null,null,null,null,null,null,null,null,null,null,null,null,null,3,null,null,null,null,null,null,null,null,null,null,null,null,null,null,null,null,null,null,null,null,null,null,null,null,null,null,3,null,null,null,null,null,null,null,null,null,null,null,null,null,null,null,null,null,null,null,null,null,null,null,null,null,null,null,null,null,null,null,null,null,null,null,null,null,3,null,null,null,null,null,null,null,null,null,null,null,null,null,null,null,null,null,null,null,null,null,null,null,null,null,null,null,null,null,null,null,null,null,null,"1 *)",null,null,null,null,1,null,null,"1 *)",null,null,null,null,null,null,null,null,null,null,null,null,null,1,null,null,null,null,null,1,null,null,null,null,null,null,null,null,null,1,null,null,null,null,null,null,null,null,null,1,null,null,null,null,null,null,null,null,null,null,null,null,null,1,null,null,null,null,null,null,null,1,null,null,null,1,null,null,null,null,1,null,null,null,null,null,null,null,1,null,null,null,null,null,null,null,null,null,null,1]
["ACS880-01-049A-7","R5",49,49,null,null,null,null,null,null,null,null,null,null,null,null,null,null,null,null,null,null,null,null,null,null,null,null,null,null,null,null,null,3,null,null,null,null,null,null,null,null,null,null,null,null,null,null,3,null,null,null,null,null,null,null,null,null,null,null,null,null,null,null,null,null,null,null,null,null,null,null,null,null,null,3,null,null,null,null,null,null,null,null,null,null,null,null,null,null,null,null,null,null,null,null,null,null,null,null,null,null,null,null,null,null,null,null,null,null,null,null,null,3,null,null,null,null,null,null,null,null,null,null,null,null,null,null,null,null,null,null,null,null,null,null,null,null,null,null,null,null,null,null,null,null,null,null,"1 *)",null,null,null,null,1,null,null,"1 *)",null,null,null,null,null,null,null,null,null,null,null,null,null,1,null,null,null,null,null,1,null,null,null,null,null,null,null,null,null,1,null,null,null,null,null,null,null,null,null,null,1,null,null,null,null,null,null,null,null,null,null,null,null,1,null,null,null,null,null,null,null,1,null,null,null,1,null,null,null,null,1,null,null,null,null,null,null,null,1,null,null,null,null,null,null,null,null,null,null,null,null,1]
["ACS880-01-061A-7","R6",61,61,null,null,null,null,null,null,null,null,null,null,null,null,null,null,null,null,null,null,null,null,null,null,null,null,null,null,null,null,null,null,3,null,null,null,null,null,null,null,null,null,null,null,null,null,null,null,3,null,null,null,null,null,null,null,null,null,null,null,null,null,null,null,null,null,null,null,null,null,null,null,null,null,null,3,null,null,null,null,null,null,null,null,null,null,null,null,null,null,null,null,null,null,null,null,null,null,null,null,null,null,null,null,null,null,null,null,null,null,null,null,null,null,3,null,null,null,null,null,null,null,null,null,null,null,null,null,null,null,null,null,null,null,null,null,null,null,null,null,null,null,null,null,null,null,null,"1 *)",null,null,null,null,1,null,null,"1 *)",null,null,null,null,null,null,null,null,null,null,null,null,1,null,null,null,null,null,null,1,null,null,null,null,null,null,null,null,null,1,null,null,null,null,null,null,null,null,null,null,1,null,null,null,null,null,null,null,null,null,null,null,null,1,null,null,null,null,null,null,null,1,null,null,null,1,null,null,null,null,1,null,null,null,null,null,null,1,null,null,null,null,null,null,null,null,null,null,null,null,1]
["ACS880-01-084A-7","R6",84,84,null,null,null,null,null,null,null,null,null,null,null,null,null,null,null,null,null,null,null,null,null,null,null,null,null,null,null,null,null,null,null,3,null,null,null,null,null,null,null,null,null,null,null,null,null,null,null,3,null,null,null,null,null,null,null,null,null,null,null,null,null,null,null,null,null,null,null,null,null,null,null,null,null,null,3,null,null,null,null,null,null,null,null,null,null,null,null,null,null,null,null,null,null,null,null,null,null,null,null,null,null,null,null,null,null,null,null,null,null,null,null,null,null,null,3,null,null,null,null,null,null,null,null,null,null,null,null,null,null,null,null,null,null,null,null,null,null,null,null,null,null,null,null,null,null,"1 *)",null,null,null,null,1,null,null,"1 *)",null,null,null,null,null,null,null,null,null,null,null,null,1,null,null,null,null,null,null,1,null,null,null,null,null,null,null,null,null,null,1,null,null,null,null,null,null,null,null,null,1,null,null,null,null,null,null,null,null,null,null,null,null,1,null,null,null,null,null,null,null,1,null,null,null,1,null,null,null,null,1,null,null,null,null,null,null,null,null,null,null,null,null,null,null,null,null,null,null,null,null,null,null,1]
["ACS880-01-098A-7","R7",98,98,null,null,null,null,null,null,null,null,null,null,null,null,null,null,null,null,null,null,null,null,null,null,null,null,null,null,null,null,null,null,null,3,null,null,null,null,null,null,null,null,null,null,null,null,null,null,null,null,null,3,null,null,null,null,null,null,null,null,null,null,null,null,null,null,null,null,null,null,null,null,null,null,null,null,null,null,null,3,null,null,null,null,null,null,null,null,null,null,null,null,null,null,null,null,null,null,null,null,null,null,null,null,null,null,null,null,null,null,null,null,null,null,null,null,3,null,null,null,null,null,null,null,null,null,null,null,null,null,null,null,null,null,null,null,null,null,null,null,null,null,null,null,null,null,null,null,"x",null,null,null,null,1,null,null,"1 *)",null,null,null,null,null,null,null,null,null,null,null,1,null,null,null,null,null,null,1,null,null,null,null,null,null,null,null,null,null,1,null,null,null,null,null,null,null,null,null,1,null,null,null,null,null,null,null,null,null,null,null,null,1,null,null,null,null,null,null,null,1,null,null,null,1,null,null,null,null,null,1,null,null,null,null,null,null,null,null,null,null,null,null,null,null,null,null,null,null,null,null,null,1]
["ACS880-01-119A-7","R7",119,119,null,null,null,null,null,null,null,null,null,null,null,null,null,null,null,null,null,null,null,null,null,null,null,null,null,null,null,null,null,null,null,null,3,null,null,null,null,null,null,null,null,null,null,null,null,null,null,null,null,3,null,null,null,null,null,null,null,null,null,null,null,null,null,null,null,null,null,null,null,null,null,null,null,null,null,null,null,3,null,null,null,null,null,null,null,null,null,null,null,null,null,null,null,null,null,null,null,null,null,null,null,null,null,null,null,null,null,null,null,null,null,null,null,null,null,3,null,null,null,null,null,null,null,null,null,null,null,null,null,null,null,null,null,null,null,null,null,null,null,null,null,null,null,null,null,null,"x",null,null,null,null,1,null,null,"1 *)",null,null,null,null,null,null,null,null,null,null,null,1,null,null,null,null,null,null,null,1,null,null,null,null,null,null,null,null,null,1,null,null,null,null,null,null,null,null,null,null,null,1,null,null,null,null,null,null,null,null,null,null,null,1,null,null,null,null,null,null,null,null,null,null,null,null,null,null,null,null,1,null,null,null,null,null,null,null,null,null,null,null,null,null,null,null,null,null,null,null,null,null,null,null,null,1]
["ACS880-01-142A-7","R8",142,142,null,null,null,null,null,null,null,null,null,null,null,null,null,null,null,null,null,null,null,null,null,null,null,null,null,null,null,null,null,null,null,null,null,3,null,null,null,null,null,null,null,null,null,null,null,null,null,null,null,null,null,null,null,3,null,null,null,null,null,null,null,null,null,null,null,null,null,null,null,null,null,null,null,null,null,null,null,null,3,null,null,null,null,null,null,null,null,null,null,null,null,null,null,null,null,null,null,null,null,null,null,null,null,null,null,null,null,null,null,null,null,null,null,null,null,null,null,3,null,null,null,null,null,null,null,null,null,null,null,null,null,null,null,null,null,null,null,null,null,null,null,null,null,null,null,null,"x",null,null,null,null,1,null,null,"1 *)",null,null,null,null,null,null,null,null,null,null,null,1,null,null,null,null,null,null,null,1,null,null,null,null,null,null,null,null,null,null,null,1,null,null,null,null,null,null,null,null,null,null,1,null,null,null,null,null,null,null,null,null,null,1,null,null,null,null,null,null,null,null,null,null,null,null,null,null,null,null,null,1,null,null,null,null,null,null,null,null,null,null,null,null,null,null,null,null,null,null,null,null,null,null,null,1]
["ACS880-01-174A-7","R8",174,174,null,null,null,null,null,null,null,null,null,null,null,null,null,null,null,null,null,null,null,null,null,null,null,null,null,null,null,null,null,null,null,null,null,null,3,null,null,null,null,null,null,null,null,null,null,null,null,null,null,null,null,null,null,3,null,null,null,null,null,null,null,null,null,null,null,null,null,null,null,null,null,null,null,null,null,null,null,null,null,3,null,null,null,null,null,null,null,null,null,null,null,null,null,null,null,null,null,null,null,null,null,null,null,null,null,null,null,null,null,null,null,null,null,null,null,null,null,null,3,null,null,null,null,null,null,null,null,null,null,null,null,null,null,null,null,null,null,null,null,null,null,null,null,null,null,null,"x",null,null,null,null,null,null,null,null,1,null,null,null,null,null,null,null,null,null,null,null,1,null,null,null,null,null,null,null,1,null,null,null,null,null,null,null,null,null,null,1,null,null,null,null,null,null,null,null,null,null,null,null,1,null,null,null,null,null,null,null,null,1,null,null,null,null,null,null,null,null,null,null,null,null,null,null,null,null,null,1,null,null,null,null,null,null,null,null,null,null,null,null,null,null,null,null,null,null,null,null,null,null,null,null,null,1]
["ACS880-01-210A-7","R9",210,210,null,null,null,null,null,null,null,null,null,null,null,null,null,null,null,null,null,null,null,null,null,null,null,null,null,null,null,null,null,null,null,null,null,null,null,3,null,null,null,null,null,null,null,null,null,null,null,null,null,null,null,null,null,null,null,null,3,null,null,null,null,null,null,null,null,null,null,null,null,null,null,null,null,null,null,null,null,null,null,null,null,null,3,null,null,null,null,null,null,null,null,null,null,null,null,null,null,null,null,null,null,null,null,null,null,null,null,null,null,null,null,null,null,null,null,null,null,null,null,null,3,null,null,null,null,null,null,null,null,null,null,null,null,null,null,null,null,null,null,null,null,null,null,null,null,null,"x",null,null,null,null,null,null,null,null,null,1,null,null,null,null,null,null,null,null,null,null,null,1,null,null,null,null,null,null,1,null,null,null,null,null,null,null,null,null,null,1,null,null,null,null,null,null,null,null,null,null,null,null,1,null,null,null,null,null,null,null,null,1,null,null,null,null,null,null,null,null,null,null,null,null,null,null,null,null,null,null,1,null,null,null,null,null,null,null,null,null,null,null,null,null,null,null,null,null,null,null,null,null,null,null,null,1]
["ACS880-01-271A-7","R9",271,271,null,null,null,null,null,null,null,null,null,null,null,null,null,null,null,null,null,null,null,null,null,null,null,null,null,null,null,null,null,null,null,null,null,null,null,3,null,null,null,null,null,null,null,null,null,null,null,null,null,null,null,null,null,null,null,null,3,null,null,null,null,null,null,null,null,null,null,null,null,null,null,null,null,null,null,null,null,null,null,null,null,null,null,3,null,null,null,null,null,null,null,null,null,null,null,null,null,null,null,null,null,null,null,null,null,null,null,null,null,null,null,null,null,null,null,null,null,null,null,null,3,null,null,null,null,null,null,null,null,null,null,null,null,null,null,null,null,null,null,null,null,null,null,null,null,null,"x",null,null,null,null,null,null,null,null,null,null,1,null,null,null,null,null,null,null,null,null,null,1,null,null,null,null,null,null,null,1,null,null,null,null,null,null,null,null,null,1,null,null,null,null,null,null,null,null,null,null,null,null,null,1,null,null,null,null,null,null,null,1,null,null,null,null,null,null,null,null,null,null,null,null,null,null,null,null,null,null,1,null,null,null,null,null,null,null,null,null,null,null,null,null,null,null,null,null,null,null,null,null,null,null,null,1]
["ACS880-04-330A-7","R10",330,330,null,null,null,null,null,null,null,null,null,null,null,null,null,null,null,null,null,null,null,null,null,null,null,null,null,null,null,null,null,null,null,null,null,null,null,null,"x",null,null,null,null,null,null,null,null,null,null,null,null,null,null,null,null,null,null,null,null,null,3,null,null,null,null,null,null,null,null,null,null,null,null,null,null,null,null,null,null,null,null,null,null,null,null,null,null,null,null,null,null,3,null,null,null,null,null,null,null,null,null,null,null,null,null,null,null,null,null,null,null,null,null,null,null,null,null,null,null,null,null,null,null,3,null,null,null,null,null,null,null,null,null,null,null,null,null,null,null,null,null,null,null,null,null,null,null,null,"x",null,null,null,null,null,null,null,null,null,null,null,1,null,null,null,null,null,null,null,null,null,null,null,null,null,null,null,null,null,1,null,null,null,null,null,null,null,null,null,null,1,null,null,null,null,null,null,null,null,null,null,null,null,null,null,null,null,null,null,null,null,null,null,1,null,null,null,null,null,null,null,null,null,null,null,null,null,null,null,null,null,null,1,null,null,null,null,null,null,null,null,null,null,null,null,null,null,null,null,null,null,null,null,null,null,null,null,null,1]
["ACS880-04-370A-7","R10",370,370,null,null,null,null,null,null,null,null,null,null,null,null,null,null,null,null,null,null,null,null,null,null,null,null,null,null,null,null,null,null,null,null,null,null,null,null,"x",null,null,null,null,null,null,null,null,null,null,null,null,null,null,null,null,null,null,null,null,null,3,null,null,null,null,null,null,null,null,null,null,null,null,null,null,null,null,null,null,null,null,null,null,null,null,null,null,null,null,null,null,null,null,3,null,null,null,null,null,null,null,null,null,null,null,null,null,null,null,null,null,null,null,null,null,null,null,null,null,null,null,null,null,3,null,null,null,null,null,null,null,null,null,null,null,null,null,null,null,null,null,null,null,null,null,null,null,null,"x",null,null,null,null,null,null,null,null,null,null,null,1,null,null,null,null,null,null,null,null,null,null,null,null,null,null,null,null,null,1,null,null,null,null,null,null,null,null,null,null,1,null,null,null,null,null,null,null,null,null,null,null,null,null,null,null,null,null,null,null,null,null,null,1,null,null,null,null,null,null,null,null,null,null,null,null,null,null,null,null,null,null,1,null,null,null,null,null,null,null,null,null,null,null,null,null,null,null,null,null,null,null,null,null,null,null,null,null,1]
["ACS880-04-430A-7","R10",430,430,null,null,null,null,null,null,null,null,null,null,null,null,null,null,null,null,null,null,null,null,null,null,null,null,null,null,null,null,null,null,null,null,null,null,null,null,"x",null,null,null,null,null,null,null,null,null,null,null,null,null,null,null,null,null,null,null,null,null,null,3,null,null,null,null,null,null,null,null,null,null,null,null,null,null,null,null,null,null,null,null,null,null,null,null,null,null,null,null,null,null,null,null,3,null,null,null,null,null,null,null,null,null,null,null,null,null,null,null,null,null,null,null,null,null,null,null,null,null,null,null,null,3,null,null,null,null,null,null,null,null,null,null,null,null,null,null,null,null,null,null,null,null,null,null,null,null,"x",null,null,null,null,null,null,null,null,null,null,null,1,null,null,null,null,null,null,null,null,null,null,null,null,null,null,null,null,null,null,1,null,null,null,null,null,null,null,null,null,1,null,null,null,null,null,null,null,null,null,null,null,null,null,null,null,null,null,null,null,null,null,null,1,null,null,null,null,null,null,null,null,null,null,null,null,null,null,null,null,null,null,1,null,null,null,null,null,null,null,null,null,null,null,null,null,null,null,null,null,null,null,null,null,null,null,null,null,1]
["ACS880-04-425A-7","R11",425,425,null,null,null,null,null,null,null,null,null,null,null,null,null,null,null,null,null,null,null,null,null,null,null,null,null,null,null,null,null,null,null,null,null,null,null,null,"x",null,null,null,null,null,null,null,null,null,null,null,null,null,null,null,null,null,null,null,null,null,null,3,null,null,null,null,null,null,null,null,null,null,null,null,null,null,null,null,null,null,null,null,null,null,null,null,null,null,null,null,null,null,null,null,3,null,null,null,null,null,null,null,null,null,null,null,null,null,null,null,null,null,null,null,null,null,null,null,null,null,null,null,null,3,null,null,null,null,null,null,null,null,null,null,null,null,null,null,null,null,null,null,null,null,null,null,null,null,"x",null,null,null,null,null,null,null,null,null,null,null,1,null,null,null,null,null,null,null,null,null,null,null,null,null,null,null,null,null,null,1,null,null,null,null,null,null,null,null,null,1,null,null,null,null,null,null,null,null,null,null,null,null,null,null,null,null,null,null,null,null,null,null,1,null,null,null,null,null,null,null,null,null,null,null,null,null,null,null,null,null,2,null,null,null,null,null,null,null,null,null,null,null,null,null,null,null,null,null,null,null,null,null,null,null,null,null,null,1]
["ACS880-04-470A-7","R11",470,470,null,null,null,null,null,null,null,null,null,null,null,null,null,null,null,null,null,null,null,null,null,null,null,null,null,null,null,null,null,null,null,null,null,null,null,null,"x",null,null,null,null,null,null,null,null,null,null,null,null,null,null,null,null,null,null,null,null,null,null,null,3,null,null,null,null,null,null,null,null,null,null,null,null,null,null,null,null,null,null,null,null,null,null,null,null,null,null,null,null,null,null,null,null,3,null,null,null,null,null,null,null,null,null,null,null,null,null,null,null,null,null,null,null,null,null,null,null,null,null,null,null,null,3,null,null,null,null,null,null,null,null,null,null,null,null,null,null,null,null,null,null,null,null,null,null,null,"x",null,null,null,null,null,null,null,null,null,null,null,1,null,null,null,null,null,null,null,null,null,null,null,null,null,null,null,null,null,null,1,null,null,null,null,null,null,null,null,null,1,null,null,null,null,null,null,null,null,null,null,null,null,null,null,null,null,null,null,null,null,null,null,1,null,null,null,null,null,null,null,null,null,null,null,null,null,null,null,null,null,2,null,null,null,null,null,null,null,null,null,null,null,null,null,null,null,null,null,null,null,null,null,null,null,null,null,null,1]
["ACS880-04-522A-7","R11",522,522,null,null,null,null,null,null,null,null,null,null,null,null,null,null,null,null,null,null,null,null,null,null,null,null,null,null,null,null,null,null,null,null,null,null,null,null,"x",null,null,null,null,null,null,null,null,null,null,null,null,null,null,null,null,null,null,null,null,null,null,null,null,3,null,null,null,null,null,null,null,null,null,null,null,null,null,null,null,null,null,null,null,null,null,null,null,null,null,null,null,null,null,null,null,null,3,null,null,null,null,null,null,null,null,null,null,null,null,null,null,null,null,null,null,null,null,null,null,null,null,null,null,null,3,null,null,null,null,null,null,null,null,null,null,null,null,null,null,null,null,null,null,null,null,null,null,null,"x",null,null,null,null,null,null,null,null,null,null,null,null,1,null,null,null,null,null,null,null,null,null,null,null,null,null,null,null,null,null,1,null,null,null,null,null,null,null,null,null,1,null,null,null,null,null,null,null,null,null,null,null,null,null,null,null,null,null,null,null,null,null,null,1,null,null,null,null,null,null,null,null,null,null,null,null,null,null,null,null,null,2,null,null,null,null,null,null,null,null,null,null,null,null,null,null,null,null,null,null,null,null,null,null,null,null,null,null,1]
["ACS880-04-590A-7","R11",590,590,null,null,null,null,null,null,null,null,null,null,null,null,null,null,null,null,null,null,null,null,null,null,null,null,null,null,null,null,null,null,null,null,null,null,null,null,"x",null,null,null,null,null,null,null,null,null,null,null,null,null,null,null,null,null,null,null,null,null,null,null,null,null,3,null,null,null,null,null,null,null,null,null,null,null,null,null,null,null,null,null,null,null,null,null,null,null,null,null,null,null,null,null,null,null,null,3,null,null,null,null,null,null,null,null,null,null,null,null,null,null,null,null,null,null,null,null,null,null,null,null,null,null,null,3,null,null,null,null,null,null,null,null,null,null,null,null,null,null,null,null,null,null,null,null,null,null,"x",null,null,null,null,null,null,null,null,null,null,null,null,1,null,null,null,null,null,null,null,null,null,null,null,null,null,null,null,null,null,1,null,null,null,null,null,null,null,null,null,null,1,null,null,null,null,null,null,null,null,null,null,null,null,null,null,null,null,null,null,null,null,null,1,null,null,null,null,null,null,null,null,null,null,null,null,null,null,null,null,null,2,null,null,null,null,null,null,null,null,null,null,null,null,null,null,null,null,null,null,null,null,null,null,null,null,null,null,null,1]
["ACS880-04-650A-7","R11",650,650,null,null,null,null,null,null,null,null,null,null,null,null,null,null,null,null,null,null,null,null,null,null,null,null,null,null,null,null,null,null,null,null,null,null,null,null,"x",null,null,null,null,null,null,null,null,null,null,null,null,null,null,null,null,null,null,null,null,null,null,null,null,null,null,null,null,null,null,null,null,null,null,null,null,null,null,null,null,null,null,null,null,null,null,null,null,null,null,null,null,null,null,null,null,null,null,null,3,null,null,null,null,null,null,null,null,null,null,null,null,null,null,null,null,null,null,null,null,null,null,null,null,null,null,3,null,null,null,null,null,null,null,null,null,null,null,null,null,null,null,null,null,null,null,null,null,null,"x",null,null,null,null,null,null,null,null,null,null,null,null,null,null,null,null,null,null,null,null,null,null,null,null,null,null,null,null,null,null,null,1,null,null,null,null,null,null,null,null,null,1,null,null,null,null,null,null,null,null,null,null,null,null,null,null,null,null,null,null,null,null,null,null,1,null,null,null,null,null,null,null,null,null,null,null,null,null,null,null,null,2,null,null,null,null,null,null,null,null,null,null,null,null,null,null,null,null,null,null,null,null,null,null,null,null,null,null,null,1]
["ACS880-04-721A-7","R11",721,721,null,null,null,null,null,null,null,null,null,null,null,null,null,null,null,null,null,null,null,null,null,null,null,null,null,null,null,null,null,null,null,null,null,null,null,null,"x",null,null,null,null,null,null,null,null,null,null,null,null,null,null,null,null,null,null,null,null,null,null,null,null,null,null,null,null,null,null,null,null,null,null,null,null,null,null,null,null,null,null,null,null,null,null,null,null,null,null,null,null,null,null,null,null,null,null,null,3,null,null,null,null,null,null,null,null,null,null,null,null,null,null,null,null,null,null,null,null,null,null,null,null,null,null,3,null,null,null,null,null,null,null,null,null,null,null,null,null,null,null,null,null,null,null,null,null,null,"x",null,null,null,null,null,null,null,null,null,null,null,null,null,null,null,null,null,null,null,null,null,null,null,null,null,null,null,null,null,null,null,1,null,null,null,null,null,null,null,null,null,1,null,null,null,null,null,null,null,null,null,null,null,null,null,null,null,null,null,null,null,null,null,null,1,null,null,null,null,null,null,null,null,null,null,null,null,null,null,null,null,2,null,null,null,null,null,null,null,null,null,null,null,null,null,null,null,null,null,null,null,null,null,null,null,null,null,null,null,1]

{"sheet":"ACS880-11_14","index":4,"n_rows":60,"n_cols":109,"rows_kept":60,"cut":false,"hidden":false,"merged":[[1,60,1,64],[2,42,2,55],[2,56,2,57],[2,58,2,59],[2,60,2,64],[2,84,2,91],[2,65,2,73],[2,6,2,18],[2,94,2,108],[2,74,2,82]]}
[null,null,null,null,null,null,"Main fuses (gG)",null,null,null,null,null,null,null,null,null,null,null,null,"Main Fuses (aR) (BLADE style DIN 43620 )",null,null,null,null,null,null,null,null,null,null,null,null,null,null,null,null,null,null,null,null,null,null,"Main Fuses (UL)",null,null,null,null,null,null,null,null,null,null,null,null,null,"Miniature circuit breaker",null,"Moulded case circuit breaker",null,"Mains Switch for gG fuse",null,null,null,null,"Mains Switch  ",null,null,null,null,null,null,null,null,"Mains Switch UL",null,null,null,null,null,null,null,null,"Main contactor","Output Chokes (du/dt filters)",null,null,null,null,null,null,null,"Braking Resistor","Residual Current Device","Sine Filter"]
[]
["Type",null,null,"Current ratings","Mains cable *",null,"gG Fuses (see footnotes)",null,null,null,null,null,null,null,null,null,null,null,null,"aR Fuses (see footnotes)",null,null,null,null,null,null,null,null,null,null,null,null,null,null,null,null,null,null,null,null,null,null,"UL-class Fuses",null,null,null,null,null,null,null,null,null,null,null,null,null,"Miniature circuit breaker",null,"Tmax Moulded Case Circuit Breaker",null,"Switch Fuse",null,null,null,null,"Switch",null,null,null,null,null,null,null,null,"Switch UL",null,null,null,null,null,null,null,null,"Contactor","du/dt filters",null,null,null,null,null,null,null,"Braking Resistor","Residual Current Device","Sine Filter"]
[null,null,null,null,null,null,"gG Fuses","gG Fuses","gG Fuses","gG Fuses","gG Fuses","gG Fuses","gG Fuses","gG Fuses","gG Fuses","gG Fuses","gG Fuses","gG Fuses","gG Fuses","aR Fuses","aR Fuses","aR Fuses","aR Fuses","aR Fuses","aR Fuses","aR Fuses","aR Fuses","aR Fuses","aR Fuses","aR Fuses","aR Fuses","aR Fuses","aR Fuses","aR Fuses","aR Fuses","aR Fuses","aR Fuses","aR Fuses","aR Fuses","aR Fuses","aR Fuses","aR Fuses","T-class","T-class","T-class","T-class","T-class","T-class","T-class","T-class","T-class","T-class","T-class","T-class","T-class","T-class","Miniature circuit breaker",null,"Tmax Moulded Case Circuit Breaker",null,"Switch Fuse","Switch Fuse","Switch Fuse","Switch Fuse","Switch Fuse","Switch-disconnector","Switch-disconnector","Switch-disconnector","Switch-disconnector","Switch-disconnector","Switch-disconnector","Switch-disconnector","Switch-disconnector","Switch-disconnector","Switch-disconnector","Switch-disconnector","Switch-disconnector","Switch-disconnector","Switch-disconnector","Switch-disconnector","Switch-disconnector","Switch-disconnector","Switch-disconnector","Contactor","du/dt filters unprotected","du/dt filters unprotected","du/dt filters unprotected","du/dt filters unprotected","du/dt filters unprotected","du/dt filters unprotected","du/dt filters unprotected","du/dt filters unprotected","Braking Resistor","RCCB F 200 series","Sine Filter","Sine Filter","Sine Filter","Sine Filter","Sine Filter","Sine Filter","Sine Filter","Sine Filter","Sine Filter","Sine Filter","Sine Filter","Sine Filter","Sine Filter","Sine Filter","Sine Filter"]
[null,null,"I1N","I2cont.max",null,null,"ABB: OFAF000H16 16A, 500V, 700A2s","ABB: OFAF000H25 25A, 500V, 2.5kA2s","ABB: OFAF000H32 32A, 500V, 4.5kA2s","ABB: OFAF000H40 40A, 500V, 7.7kA2s","ABB: OFAF000H50 50A, 500V, 15.4kA2s","ABB: OFAF000H63 63A, 500V, 21.3kA2s","ABB: OFAF000H80 80A, 500V, 37kA2s","ABB: OFAF000H100 100A, 500V, 63.6kA2s","ABB: OFAF00H125 125A, 500V, 103kA2s","ABB: OFAF00H160 160A, 500V, 185kA2s","ABB: OFAF0H250 250A, 500V, 600kA2s","ABB: OFAF1H315 315A, 500V, 710kA2s","gG fuse is too slow for this drive","Bussmann: 170M1561 25A, 690V, 130A2s","Bussmann: 170M1563 40A, 690V, 460A2s","Bussmann: 170M1565 63A, 690V, 1450A2s","Bussmann: 170M1566 80A, 690V, 2550A2s","Bussmann: 170M1567 100A, 690V, 4650A2s","Bussmann: 170M1568 125A, 690V, 8500A2s","Bussmann: 170M1569 160A, 690V, 16kA2s","Bussmann: 170M3817 315A, 690V, 46.5kA2s","Bussmann: 170M3816D 250A, 690V, 31kA2s","Bussmann: 170M3817D 315A, 690V, 52kA2s","Bussmann: 170M5809 450A, 690V, 105kA2s","Bussmann: 170M5810 500A, 690V, 145kA2s","Bussmann: 170M5818D 400A, 690V, 79kA2s","Bussmann: 170M5808D 400A, 690V, 79kA2s","Bussmann: 170M5810D 500A, 690V, 155kA2s","Bussmann: 170M6810D 630A, 690V, 220kA2s","Bussmann: 170M6811D 700A, 690V, 320kA2s","Bussmann: 170M6812D 800A, 690V, 490kA2s","Bussmann: 170M6814D 1000A, 690V, 985kA2s","Bussmann: 170M3816 250A, 690V, 28.5kA2s","Bussmann: 170M5808 400A, 690V, 74kA2s","Bussmann: 170M5810 500A, 690V, 155kA2s","Bussmann: 170M6411 700A, 690V, 300kA2s","Bussmann: JJS-15 15A, 600V","Bussmann: JJS-20 20A, 600V","Bussmann: JJS-25 25A, 600V","Bussmann: JJS-35 35A, 600V","Bussmann: JJS-40 40A, 600V","Bussmann: JJS-50 50A, 600V","Bussmann: JJS-60 60A, 600V","Bussmann: JJS-80 80A, 600V","Bussmann: JJS-90 90A, 600V","Bussmann: JJS-110 110A, 600V","Bussmann: JJS-150 150A, 600V","Bussmann: JJS-200 200A, 600V","Bussmann: JJS-225 225A, 600V","Bussmann: JJS-300 300A, 600V","Not available yet","No miniature breaker for this drive. Select molded case breaker.","Not available yet","No Moulded case circuit breaker for this drive. Select miniature circuit breaker.","ABB: OS32GD_ (1000V,32A,DIN 000)","ABB: OS63GD_ (1000V,63A,DIN 000)","ABB: OS125GD_ (1000V, 125A, DIN 000,00)","ABB: OS160GD_ (1000V, 160A, DIN 000,00)","ABB: OS250D12_ (1000V, 250A, DIN 0-1)","ABB: OT16F3_ (750V,16A)","ABB: OT25F3_ (750V,25A)","ABB: OT63F3_ (750V, 63A)","ABB: OT100F_ (750V, 100A)","ABB: OT160EV_ (1000V, 160A)","ABB: OT250E_ (1000V, 250A)","ABB: OT400E_ (1000V, 400A)","ABB: OT630E_ (1000V, 630A)","ABB: OT800E_ (1000V, 800A)","ABB: OT16F3_ (750V,16A)","ABB: OT25F3_ (750V,25A)","ABB: OT63F3_ (750V, 63A)","ABB: OT100F_ (750V, 100A)","ABB: OT200U_ (1000V, 200A)","ABB: OT250E_ (1000V, 250A)","ABB: OT400U_ (1000V, 400A)","ABB: OT600U_ (1000V, 600A)","ABB: OT800U_ (1000V, 800A)",null,"ABB: NOCH0016-6X","ABB: NOCH0030-6X","ABB: NOCH0070-6X","ABB: NOCH0120-6X","ABB: FOCH0260-70","ABB: FOCH0260-7X","ABB: FOCH0320-5x","ABB: FOCH-0610-70",null,null,"TDK: B84143V0011R229","TDK: B84143V0016R229","TDK: B84143V0025R229","TDK: B84143V0033R229","TDK: B84143V0050R229","TDK: B84143V0066R229","TDK: B84143V0075R229","TDK: B84143V0095R229","TDK: B84143V0130S230","TDK: B84143V0162S229","TDK: B84143V0230S229","TDK: B84143V0390S229","NSIN900-6","TDK: B84143V0207S230","NSIN485-6"]
[null,"Frame",null,null,null,null,"230/115","230/115","230/115","230/115","230/115","230/115","230/115","230/115","230/115","230/115","230/115","230/115","230/115","230/115","230/115","230/115","230/115","230/115","230/115","230/115","230/115","230/115","230/115","230/115","230/115","230/115","230/115","230/115","230/115","230/115","230/115","230/115","230/115","230/115","230/115","230/115","230/115","230/115","230/115","230/115","230/115","230/115","230/115","230/115","230/115","230/115","230/115","230/115","230/115","230/115","230/115","230/115","230/115","230/115","230/115","230/115","230/115","230/115","230/115","230/115","230/115","230/115","230/115","230/115","230/115","230/115","230/115","230/115","230/115","230/115","230/115","230/115","230/115","230/115","230/115","230/115","230/115",null,"230/115","230/115","230/115","230/115","230/115","230/115","230/115","230/115",null,null,"230/115","230/115","230/115","230/115","230/115","230/115","230/115","230/115","230/115","230/115","230/115","230/115","230/115","230/115","230/115"]
[null,null,null,null,null,"Part number ->",null,null,null,null,null,null,null,null,null,null,null,null,"Select aR Fuses",null,null,null,null,null,null,null,null,null,null,null,null,null,null,null,null,null,null,null,null,null,null,null,"UN = 440....480 V","UN = 440....480 V","UN = 440....480 V","UN = 440....480 V","UN = 440....480 V","UN = 440....480 V","UN = 440....480 V","UN = 440....480 V","UN = 440....480 V","UN = 440....480 V","UN = 440....480 V","UN = 440....480 V","UN = 440....480 V","UN = 440....480 V",null,null,null,null,null,null,null,null,null,"Fuses are not included.","Fuses are not included.","Fuses are not included.","Fuses are not included.","Fuses are not included.","Fuses are not included.","Fuses are not included.","Fuses are not included.","Fuses are not included.","Fuses are not included.","Fuses are not included.","Fuses are not included.","Fuses are not included.","Fuses are not included.","Fuses are not included.","Fuses are not included.","Fuses are not included.","Fuses are not included.","≤40 °C"]
[]
["UN = 400 V (380, 400, 415 V) "]
["ACS880-11-09A4-3","R3",8,10,null,null,3,null,null,null,null,null,null,null,null,null,null,null,null,3,null,null,null,null,null,null,null,null,null,null,null,null,null,null,null,null,null,null,null,null,null,null,3,null,null,null,null,null,null,null,null,null,null,null,null,null,"x",null,"x",null,1,null,null,null,null,1,null,null,null,null,null,null,null,null,1,null,null,null,null,null,null,null,null,null,1,null,null,null,null,null,null,null,null,null,1]
["ACS880-11-12A6-3","R3",10,12.9,null,null,3,null,null,null,null,null,null,null,null,null,null,null,null,3,null,null,null,null,null,null,null,null,null,null,null,null,null,null,null,null,null,null,null,null,null,null,null,3,null,null,null,null,null,null,null,null,null,null,null,null,"x",null,"x",null,1,null,null,null,null,1,null,null,null,null,null,null,null,null,1,null,null,null,null,null,null,null,null,null,1,null,null,null,null,null,null,null,null,null,null,1]
["ACS880-11-017A-3","R3",14,17,null,null,null,3,null,null,null,null,null,null,null,null,null,null,null,null,3,null,null,null,null,null,null,null,null,null,null,null,null,null,null,null,null,null,null,null,null,null,null,null,3,null,null,null,null,null,null,null,null,null,null,null,"x",null,"x",null,1,null,null,null,null,1,null,null,null,null,null,null,null,null,null,1,null,null,null,null,null,null,null,null,null,1,null,null,null,null,null,null,null,null,null,null,1]
["ACS880-11-025A-3","R3",20,25,null,null,null,null,3,null,null,null,null,null,null,null,null,null,null,null,3,null,null,null,null,null,null,null,null,null,null,null,null,null,null,null,null,null,null,null,null,null,null,null,null,3,null,null,null,null,null,null,null,null,null,null,"x",null,"x",null,null,1,null,null,null,null,1,null,null,null,null,null,null,null,null,1,null,null,null,null,null,null,null,null,null,1,null,null,null,null,null,null,null,null,null,null,1]
["ACS880-11-032A-3","R6",27,32,null,null,null,null,null,3,null,null,null,null,null,null,null,null,null,null,null,3,null,null,null,null,null,null,null,null,null,null,null,null,null,null,null,null,null,null,null,null,null,null,null,null,3,null,null,null,null,null,null,null,null,null,"x",null,"x",null,null,1,null,null,null,null,null,1,null,null,null,null,null,null,null,null,1,null,null,null,null,null,null,null,null,null,1,null,null,null,null,null,null,null,null,null,null,1]
["ACS880-11-038A-3","R6",33,38,null,null,null,null,null,null,3,null,null,null,null,null,null,null,null,null,null,3,null,null,null,null,null,null,null,null,null,null,null,null,null,null,null,null,null,null,null,null,null,null,null,null,null,3,null,null,null,null,null,null,null,null,"x",null,"x",null,null,1,null,null,null,null,null,1,null,null,null,null,null,null,null,null,1,null,null,null,null,null,null,null,null,null,1,null,null,null,null,null,null,null,null,null,null,null,1]
["ACS880-11-045A-3","R6",40,45,null,null,null,null,null,null,null,3,null,null,null,null,null,null,null,null,null,null,3,null,null,null,null,null,null,null,null,null,null,null,null,null,null,null,null,null,null,null,null,null,null,null,null,null,3,null,null,null,null,null,null,null,"x",null,"x",null,null,1,null,null,null,null,null,1,null,null,null,null,null,null,null,null,1,null,null,null,null,null,null,null,null,null,1,null,null,null,null,null,null,null,null,null,null,null,1]
["ACS880-11-061A-3","R6",51,61,null,null,null,null,null,null,null,null,3,null,null,null,null,null,null,null,null,null,null,3,null,null,null,null,null,null,null,null,null,null,null,null,null,null,null,null,null,null,null,null,null,null,null,null,null,3,null,null,null,null,null,null,"x",null,"x",null,null,null,1,null,null,null,null,null,1,null,null,null,null,null,null,null,1,null,null,null,null,null,null,null,null,null,1,null,null,null,null,null,null,null,null,null,null,null,null,1]
["ACS880-11-072A-3","R6",63,72,null,null,null,null,null,null,null,null,null,3,null,null,null,null,null,null,null,null,null,null,3,null,null,null,null,null,null,null,null,null,null,null,null,null,null,null,null,null,null,null,null,null,null,null,null,null,3,null,null,null,null,null,"x",null,"x",null,null,null,1,null,null,null,null,null,1,null,null,null,null,null,null,null,null,1,null,null,null,null,null,null,null,null,null,1,null,null,null,null,null,null,null,null,null,null,null,null,1]
["ACS880-11-087A-3","R6",76,87,null,null,null,null,null,null,null,null,null,3,null,null,null,null,null,null,null,null,null,null,null,3,null,null,null,null,null,null,null,null,null,null,null,null,null,null,null,null,null,null,null,null,null,null,null,null,null,3,null,null,null,null,"x",null,"x",null,null,null,1,null,null,null,null,null,1,null,null,null,null,null,null,null,null,null,1,null,null,null,null,null,null,null,null,1,null,null,null,null,null,null,null,null,null,null,null,null,null,1]
["ACS880-11-105A-3","R8",88,105,null,null,null,null,null,null,null,null,null,null,3,null,null,null,null,null,null,null,null,null,null,null,3,null,null,null,null,null,null,null,null,null,null,null,null,null,null,null,null,null,null,null,null,null,null,null,null,null,3,null,null,null,"x",null,"x",null,null,null,null,1,null,null,null,null,null,1,null,null,null,null,null,null,null,null,1,null,null,null,null,null,null,null,null,1,null,null,null,null,null,null,null,null,null,null,null,null,null,null,1]
["ACS880-11-145A-3","R8",120,145,null,null,null,null,null,null,null,null,null,null,null,3,null,null,null,null,null,null,null,null,null,null,3,null,null,null,null,null,null,null,null,null,null,null,null,null,null,null,null,null,null,null,null,null,null,null,null,null,null,3,null,null,"x",null,"x",null,null,null,null,null,1,null,null,null,null,1,null,null,null,null,null,null,null,null,1,null,null,null,null,null,null,null,null,null,1,null,null,null,null,null,null,null,null,null,null,null,null,null,null,1]
["ACS880-11-169A-3","R8",144,169,null,null,null,null,null,null,null,null,null,null,null,null,3,null,null,null,null,null,null,null,null,null,null,null,null,3,null,null,null,null,null,null,null,null,null,null,null,null,null,null,null,null,null,null,null,null,null,null,null,null,3,null,"x",null,"x",null,null,null,null,null,1,null,null,null,null,null,1,null,null,null,null,null,null,null,null,null,1,null,null,null,null,null,null,null,1,null,null,null,null,null,null,null,null,null,null,null,null,null,null,1]
["ACS880-11-206A-3","R8",176,206,null,null,null,null,null,null,null,null,null,null,null,null,null,3,null,null,null,null,null,null,null,null,null,null,null,null,3,null,null,null,null,null,null,null,null,null,null,null,null,null,null,null,null,null,null,null,null,null,null,null,null,3,"x",null,"x",null,null,null,null,null,1,null,null,null,null,null,1,null,null,null,null,null,null,null,null,null,1,null,null,null,null,null,null,null,1,null,null,null,null,null,null,null,null,null,null,null,null,null,null,null,1]
["ACS880-14-246A-3","R11",212,246,null,null,null,null,null,null,null,null,null,null,null,null,null,null,"x",null,null,null,null,null,null,null,null,null,null,null,null,3,null,null,null,null,null,null,null,null,null,null,null,null,null,null,null,null,null,null,null,null,null,null,null,null,"x",null,"x",null,null,null,null,null,null,null,null,null,null,null,1,null,null,null,null,null,null,null,null,null,1,null,null,null,null,null,null,null,null,1,null,null,null,null,null,null,null,null,null,null,null,null,null,null,1]
["ACS880-14-293A-3","R11",257,293,null,null,null,null,null,null,null,null,null,null,null,null,null,null,"x",null,null,null,null,null,null,null,null,null,null,null,null,null,null,3,null,null,null,null,null,null,null,null,null,null,null,null,null,null,null,null,null,null,null,null,null,null,"x",null,"x",null,null,null,null,null,null,null,null,null,null,null,null,1,null,null,null,null,null,null,null,null,1,null,null,null,null,null,null,null,null,1,null,null,null,null,null,null,null,null,null,null,null,null,null,null,null,1]
["ACS880-14-363A-3","R11",321,363,null,null,null,null,null,null,null,null,null,null,null,null,null,null,"x",null,null,null,null,null,null,null,null,null,null,null,null,null,null,null,3,null,null,null,null,null,null,null,null,null,null,null,null,null,null,null,null,null,null,null,null,null,"x",null,"x",null,null,null,null,null,null,null,null,null,null,null,null,1,null,null,null,null,null,null,null,null,null,1,null,null,null,null,null,null,null,null,1,null,null,null,null,null,null,null,null,null,null,null,null,null,null,1]
["ACS880-14-442A-3","R11",401,442,null,null,null,null,null,null,null,null,null,null,null,null,null,null,"x",null,null,null,null,null,null,null,null,null,null,null,null,null,null,null,null,3,null,null,null,null,null,null,null,null,null,null,null,null,null,null,null,null,null,null,null,null,"x",null,"x",null,null,null,null,null,null,null,null,null,null,null,null,null,1,null,null,null,null,null,null,null,null,1,null,null,null,null,null,null,null,null,1,null,null,null,null,null,null,null,null,null,null,null,null,null,null,1]
["ACS880-14-505A-3","R11",401,505,null,null,null,null,null,null,null,null,null,null,null,null,null,null,"x",null,null,null,null,null,null,null,null,null,null,null,null,null,null,null,null,null,3,null,null,null,null,null,null,null,null,null,null,null,null,null,null,null,null,null,null,null,"x",null,"x",null,null,null,null,null,null,null,null,null,null,null,null,null,1,null,null,null,null,null,null,null,null,1,null,null,null,null,null,null,null,null,null,1,null,null,null,null,null,null,null,null,null,null,null,null,null,null,1]
["ACS880-14-585A-3","R11",505,585,null,null,null,null,null,null,null,null,null,null,null,null,null,null,"x",null,null,null,null,null,null,null,null,null,null,null,null,null,null,null,null,null,null,3,null,null,null,null,null,null,null,null,null,null,null,null,null,null,null,null,null,null,"x",null,"x",null,null,null,null,null,null,null,null,null,null,null,null,null,1,null,null,null,null,null,null,null,null,1,null,null,null,null,null,null,null,null,null,1,null,null,null,null,null,null,null,null,null,null,null,null,null,null,1]
["ACS880-14-650A-3","R11",569,650,null,null,null,null,null,null,null,null,null,null,null,null,null,null,"x",null,null,null,null,null,null,null,null,null,null,null,null,null,null,null,null,null,null,3,null,null,null,null,null,null,null,null,null,null,null,null,null,null,null,null,null,null,"x",null,"x",null,null,null,null,null,null,null,null,null,null,null,null,null,null,1,null,null,null,null,null,null,null,null,1,null,null,null,null,null,null,null,null,1,null,null,null,null,null,null,null,null,null,null,null,null,null,null,1]
["UN = 500 V (440, 460, 480 and 500 V)"]
["ACS880-11-07A6-5","R3",7,7.6,null,null,3,null,null,null,null,null,null,null,null,null,null,null,null,3,null,null,null,null,null,null,null,null,null,null,null,null,null,null,null,null,null,null,null,null,null,null,3,null,null,null,null,null,null,null,null,null,null,null,null,null,"x",null,"x",null,1,null,null,null,null,1,null,null,null,null,null,null,null,null,1,null,null,null,null,null,null,null,null,null,1,null,null,null,null,null,null,null,null,null,1]
["ACS880-11-11A0-5","R3",9,11,null,null,3,null,null,null,null,null,null,null,null,null,null,null,null,3,null,null,null,null,null,null,null,null,null,null,null,null,null,null,null,null,null,null,null,null,null,null,null,3,null,null,null,null,null,null,null,null,null,null,null,null,"x",null,"x",null,1,null,null,null,null,1,null,null,null,null,null,null,null,null,1,null,null,null,null,null,null,null,null,null,1,null,null,null,null,null,null,null,null,null,1]
["ACS880-11-014A-5","R3",12,14,null,null,null,3,null,null,null,null,null,null,null,null,null,null,null,null,3,null,null,null,null,null,null,null,null,null,null,null,null,null,null,null,null,null,null,null,null,null,null,null,3,null,null,null,null,null,null,null,null,null,null,null,"x",null,"x",null,1,null,null,null,null,1,null,null,null,null,null,null,null,null,null,1,null,null,null,null,null,null,null,null,null,1,null,null,null,null,null,null,null,null,null,1]
["ACS880-11-021A-5","R3",17,21,null,null,null,null,3,null,null,null,null,null,null,null,null,null,null,null,3,null,null,null,null,null,null,null,null,null,null,null,null,null,null,null,null,null,null,null,null,null,null,null,null,3,null,null,null,null,null,null,null,null,null,null,"x",null,"x",null,1,null,null,null,null,null,1,null,null,null,null,null,null,null,null,1,null,null,null,null,null,null,null,null,null,1,null,null,null,null,null,null,null,null,null,null,1]
["ACS880-11-027A-5","R6",24,27,null,null,null,null,null,3,null,null,null,null,null,null,null,null,null,null,null,3,null,null,null,null,null,null,null,null,null,null,null,null,null,null,null,null,null,null,null,null,null,null,null,null,3,null,null,null,null,null,null,null,null,null,"x",null,"x",null,null,1,null,null,null,null,null,1,null,null,null,null,null,null,null,null,1,null,null,null,null,null,null,null,null,null,1,null,null,null,null,null,null,null,null,null,null,1]
["ACS880-11-034A-5","R6",29,34,null,null,null,null,null,null,3,null,null,null,null,null,null,null,null,null,null,3,null,null,null,null,null,null,null,null,null,null,null,null,null,null,null,null,null,null,null,null,null,null,null,null,null,3,null,null,null,null,null,null,null,null,"x",null,"x",null,null,1,null,null,null,null,null,1,null,null,null,null,null,null,null,null,1,null,null,null,null,null,null,null,null,null,1,null,null,null,null,null,null,null,null,null,null,null,1]
["ACS880-11-040A-5","R6",34,40,null,null,null,null,null,null,null,3,null,null,null,null,null,null,null,null,null,null,3,null,null,null,null,null,null,null,null,null,null,null,null,null,null,null,null,null,null,null,null,null,null,null,null,null,3,null,null,null,null,null,null,null,"x",null,"x",null,null,1,null,null,null,null,null,1,null,null,null,null,null,null,null,null,1,null,null,null,null,null,null,null,null,null,1,null,null,null,null,null,null,null,null,null,null,null,1]
["ACS880-11-052A-5","R6",44,52,null,null,null,null,null,null,null,null,3,null,null,null,null,null,null,null,null,null,null,3,null,null,null,null,null,null,null,null,null,null,null,null,null,null,null,null,null,null,null,null,null,null,null,null,null,3,null,null,null,null,null,null,"x",null,"x",null,null,1,null,null,null,null,null,1,null,null,null,null,null,null,null,null,1,null,null,null,null,null,null,null,null,null,1,null,null,null,null,null,null,null,null,null,null,null,null,1]
["ACS880-11-065A-5","R6",54,65,null,null,null,null,null,null,null,null,null,3,null,null,null,null,null,null,null,null,null,null,3,null,null,null,null,null,null,null,null,null,null,null,null,null,null,null,null,null,null,null,null,null,null,null,null,null,3,null,null,null,null,null,"x",null,"x",null,null,null,1,null,null,null,null,null,1,null,null,null,null,null,null,null,null,1,null,null,null,null,null,null,null,null,null,1,null,null,null,null,null,null,null,null,null,null,null,1]
["ACS880-11-077A-5","R6",66,77,null,null,null,null,null,null,null,null,null,3,null,null,null,null,null,null,null,null,null,null,null,3,null,null,null,null,null,null,null,null,null,null,null,null,null,null,null,null,null,null,null,null,null,null,null,null,null,3,null,null,null,null,"x",null,"x",null,null,null,1,null,null,null,null,null,1,null,null,null,null,null,null,null,null,null,1,null,null,null,null,null,null,null,null,1,null,null,null,null,null,null,null,null,null,null,null,null,1]
["ACS880-11-101A-5","R8",72,101,null,null,null,null,null,null,null,null,null,null,3,null,null,null,null,null,null,null,null,null,null,null,null,null,null,null,null,null,null,null,null,null,null,null,3,null,null,null,null,null,null,null,null,null,null,null,null,null,3,null,null,null,"x",null,"x",null,null,null,1,null,null,null,null,null,null,1,null,null,null,null,null,null,null,null,1,null,null,null,null,null,null,null,null,1,null,null,null,null,null,null,null,null,null,null,null,null,null,null,1]
["ACS880-11-124A-5","R8",88,124,null,null,null,null,null,null,null,null,null,null,null,3,null,null,null,null,null,null,null,null,null,null,3,null,null,null,null,null,null,null,null,null,null,null,null,null,null,null,null,null,null,null,null,null,null,null,null,null,null,3,null,null,"x",null,"x",null,null,null,null,1,null,null,null,null,null,1,null,null,null,null,null,null,null,null,1,null,null,null,null,null,null,null,null,null,1,null,null,null,null,null,null,null,null,null,null,null,null,null,1]
["ACS880-11-156A-5","R8",120,156,null,null,null,null,null,null,null,null,null,null,null,null,3,null,null,null,null,null,null,null,null,null,null,null,null,null,null,null,null,null,null,null,null,null,null,3,null,null,null,null,null,null,null,null,null,null,null,null,null,null,3,null,"x",null,"x",null,null,null,null,null,1,null,null,null,null,1,null,null,null,null,null,null,null,null,null,null,1,null,null,null,null,null,null,null,1,null,null,null,null,null,null,null,null,null,null,null,null,null,null,1]
["ACS880-11-180A-5","R8",144,180,null,null,null,null,null,null,null,null,null,null,null,null,null,3,null,null,null,null,null,null,null,null,null,null,null,null,null,null,null,null,null,null,null,null,null,null,3,null,null,null,null,null,null,null,null,null,null,null,null,null,null,3,"x",null,"x",null,null,null,null,null,1,null,null,null,null,null,1,null,null,null,null,null,null,null,null,null,1,null,null,null,null,null,null,null,1,null,null,null,null,null,null,null,null,null,null,null,null,null,null,1]
["ACS880-14-240A-5","R11",169,240,null,null,null,null,null,null,null,null,null,null,null,null,null,null,"x",null,null,null,null,null,null,null,null,null,3,null,null,null,null,null,null,null,null,null,null,null,null,null,null,null,null,null,null,null,null,null,null,null,null,null,null,null,"x",null,"x",null,null,null,null,null,null,null,null,null,null,null,1,null,null,null,null,null,null,null,null,null,1,null,null,null,null,null,null,null,null,1,null,null,null,null,null,null,null,null,null,null,null,null,null,null,1]
["ACS880-14-260A-5","R11",205,260,null,null,null,null,null,null,null,null,null,null,null,null,null,null,"x",null,null,null,null,null,null,null,null,null,null,null,null,null,3,null,null,null,null,null,null,null,null,null,null,null,null,null,null,null,null,null,null,null,null,null,null,null,"x",null,"x",null,null,null,null,null,null,null,null,null,null,null,null,1,null,null,null,null,null,null,null,null,1,null,null,null,null,null,null,null,null,1,null,null,null,null,null,null,null,null,null,null,null,null,null,null,1]
["ACS880-14-302A-5","R11",249,302,null,null,null,null,null,null,null,null,null,null,null,null,null,null,"x",null,null,null,null,null,null,null,null,null,null,null,null,null,null,3,null,null,null,null,null,null,null,null,null,null,null,null,null,null,null,null,null,null,null,null,null,null,"x",null,"x",null,null,null,null,null,null,null,null,null,null,null,null,1,null,null,null,null,null,null,null,null,1,null,null,null,null,null,null,null,null,null,1,null,null,null,null,null,null,null,null,null,null,null,null,null,null,1]
["ACS880-14-361A-5","R11",257,361,null,null,null,null,null,null,null,null,null,null,null,null,null,null,"x",null,null,null,null,null,null,null,null,null,null,null,null,null,null,null,3,null,null,null,null,null,null,null,null,null,null,null,null,null,null,null,null,null,null,null,null,null,"x",null,"x",null,null,null,null,null,null,null,null,null,null,null,null,1,null,null,null,null,null,null,null,null,null,1,null,null,null,null,null,null,null,null,1,null,null,null,null,null,null,null,null,null,null,null,null,null,null,1]
["ACS880-14-414A-5","R11",321,414,null,null,null,null,null,null,null,null,null,null,null,null,null,null,"x",null,null,null,null,null,null,null,null,null,null,null,null,null,null,null,null,3,null,null,null,null,null,null,null,null,null,null,null,null,null,null,null,null,null,null,null,null,"x",null,"x",null,null,null,null,null,null,null,null,null,null,null,null,null,1,null,null,null,null,null,null,null,null,1,null,null,null,null,null,null,null,null,1,null,null,null,null,null,null,null,null,null,null,null,null,null,null,1]
["ACS880-14-460A-5","R11",404,460,null,null,null,null,null,null,null,null,null,null,null,null,null,null,"x",null,null,null,null,null,null,null,null,null,null,null,null,null,null,null,null,3,null,null,null,null,null,null,null,null,null,null,null,null,null,null,null,null,null,null,null,null,"x",null,"x",null,null,null,null,null,null,null,null,null,null,null,null,null,1,null,null,null,null,null,null,null,null,1,null,null,null,null,null,null,null,null,1,null,null,null,null,null,null,null,null,null,null,null,null,null,null,null,1]
["ACS880-14-503A-5","R11",455,505,null,null,null,null,null,null,null,null,null,null,null,null,null,null,"x",null,null,null,null,null,null,null,null,null,null,null,null,null,null,null,null,null,3,null,null,null,null,null,null,null,null,null,null,null,null,null,null,null,null,null,null,null,"x",null,"x",null,null,null,null,null,null,null,null,null,null,null,null,null,1,null,null,null,null,null,null,null,null,1,null,null,null,null,null,null,null,null,null,1,null,null,null,null,null,null,null,null,null,null,null,null,null,null,1]
["UN = 690 V (525, 575, 600, 660, and 690 V)"]
["ACS880-14-142A-7","R11",123,142,null,null,null,null,null,null,null,null,null,null,null,null,null,null,"x",null,null,null,null,null,null,null,null,3,null,null,null,null,null,null,null,null,null,null,null,null,null,null,null,null,null,null,null,null,null,null,null,null,null,null,null,null,"x",null,"x",null,null,null,null,null,null,null,null,null,null,1,null,null,null,null,null,null,null,null,1,null,null,null,null,null,null,null,null,null,null,1,null,null,null,null,null,null,null,null,null,null,null,null,1]
["ACS880-14-174A-7","R11",149,174,null,null,null,null,null,null,null,null,null,null,null,null,null,null,"x",null,null,null,null,null,null,null,null,null,3,null,null,null,null,null,null,null,null,null,null,null,null,null,null,null,null,null,null,null,null,null,null,null,null,null,null,null,"x",null,"x",null,null,null,null,null,null,null,null,null,null,null,1,null,null,null,null,null,null,null,null,null,1,null,null,null,null,null,null,null,null,1,null,null,null,null,null,null,null,null,null,null,null,null,null,null,null,null,null,1]
["ACS880-14-210A-7","R11",186,210,null,null,null,null,null,null,null,null,null,null,null,null,null,null,"x",null,null,null,null,null,null,null,null,null,null,null,null,null,3,null,null,null,null,null,null,null,null,null,null,null,null,null,null,null,null,null,null,null,null,null,null,null,"x",null,"x",null,null,null,null,null,null,null,null,null,null,null,1,null,null,null,null,null,null,null,null,null,1,null,null,null,null,null,null,null,null,1,null,null,null,null,null,null,null,null,null,null,null,null,null,null,null,null,null,1]
["ACS880-14-271A-7","R11",232,271,null,null,null,null,null,null,null,null,null,null,null,null,null,null,"x",null,null,null,null,null,null,null,null,null,null,null,null,null,null,3,null,null,null,null,null,null,null,null,null,null,null,null,null,null,null,null,null,null,null,null,null,null,"x",null,"x",null,null,null,null,null,null,null,null,null,null,null,null,1,null,null,null,null,null,null,null,null,1,null,null,null,null,null,null,null,null,1,null,null,null,null,null,null,null,null,null,null,null,null,null,null,null,null,null,1]
["ACS880-14-330A-7","R11",293,330,null,null,null,null,null,null,null,null,null,null,null,null,null,null,"x",null,null,null,null,null,null,null,null,null,null,null,null,null,null,null,3,null,null,null,null,null,null,null,null,null,null,null,null,null,null,null,null,null,null,null,null,null,"x",null,"x",null,null,null,null,null,null,null,null,null,null,null,null,1,null,null,null,null,null,null,null,null,null,1,null,null,null,null,null,null,null,null,null,1,null,null,null,null,null,null,null,null,null,null,null,null,null,null,null,null,1]
["ACS880-14-370A-7","R11",330,370,null,null,null,null,null,null,null,null,null,null,null,null,null,null,"x",null,null,null,null,null,null,null,null,null,null,null,null,null,null,null,null,3,null,null,null,null,null,null,null,null,null,null,null,null,null,null,null,null,null,null,null,null,"x",null,"x",null,null,null,null,null,null,null,null,null,null,null,null,1,null,null,null,null,null,null,null,null,null,1,null,null,null,null,null,null,null,null,null,1,null,null,null,null,null,null,null,null,null,null,null,null,null,null,null,null,1]
["ACS880-14-430A-7","R11",375,430,null,null,null,null,null,null,null,null,null,null,null,null,null,null,"x",null,null,null,null,null,null,null,null,null,null,null,null,null,null,null,null,3,null,null,null,null,null,null,null,null,null,null,null,null,null,null,null,null,null,null,null,null,"x",null,"x",null,null,null,null,null,null,null,null,null,null,null,null,null,1,null,null,null,null,null,null,null,null,1,null,null,null,null,null,null,null,null,null,1,null,null,null,null,null,null,null,null,null,null,null,null,null,null,null,null,1]

{"sheet":"ACS880-31_34","index":5,"n_rows":60,"n_cols":116,"rows_kept":60,"cut":false,"hidden":false,"merged":[[1,67,1,71],[2,81,2,89],[2,67,2,71],[2,41,2,48],[2,91,2,98],[2,101,2,115],[2,72,2,80],[2,6,2,18],[2,19,2,40],[2,49,2,62],[2,63,2,64],[2,65,2,66]]}
[null,null,null,null,null,null,"Main fuses (gG)",null,null,null,null,null,null,null,null,null,null,null,null,"Main Fuses (aR) (BLADE style DIN 43620 )",null,null,null,null,null,null,null,null,null,null,null,null,null,null,null,null,null,null,null,null,null,"Main Fuses (aR) (BOLTED tags DIN 43653 )",null,null,null,null,null,null,null,"Main Fuses (UL)",null,null,null,null,null,null,null,null,null,null,null,null,null,"Miniature circuit breaker",null,"Moulded case circuit breaker",null,"Mains Switch for gG fuse",null,null,null,null,"Mains Switch  ",null,null,null,null,null,null,null,null,"Mains Switch UL",null,null,null,null,null,null,null,null,"Main contactor","Output Chokes (du/dt filters)",null,null,null,null,null,null,null,"Braking Resistor","Residual Current Device","Sine Filter"]
[]
["Type",null,null,"Current ratings","Mains cable *",null,"gG Fuses (see footnotes)",null,null,null,null,null,null,null,null,null,null,null,null,"aR Fuses (see footnotes)",null,null,null,null,null,null,null,null,null,null,null,null,null,null,null,null,null,null,null,null,null,"aR Fuses",null,null,null,null,null,null,null,"UL-class Fuses",null,null,null,null,null,null,null,null,null,null,null,null,null,"Miniature circuit breaker",null,"Tmax Moulded Case Circuit Breaker",null,"Switch Fuse",null,null,null,null,"Switch",null,null,null,null,null,null,null,null,"Switch UL",null,null,null,null,null,null,null,null,"Contactor","du/dt filters",null,null,null,null,null,null,null,"Braking Resistor","Residual Current Device","Sine Filter"]
[null,null,null,null,null,null,"gG Fuses","gG Fuses","gG Fuses","gG Fuses","gG Fuses","gG Fuses","gG Fuses","gG Fuses","gG Fuses","gG Fuses","gG Fuses","gG Fuses","gG Fuses","aR Fuses","aR Fuses","aR Fuses","aR Fuses","aR Fuses","aR Fuses","aR Fuses","aR Fuses","aR Fuses","aR Fuses","aR Fuses","aR Fuses","aR Fuses","aR Fuses","aR Fuses","aR Fuses","aR Fuses","aR Fuses","aR Fuses","aR Fuses","aR Fuses","aR Fuses","aR Fuses","aR Fuses","aR Fuses","aR Fuses","aR Fuses","aR Fuses","aR Fuses","aR Fuses","T-class","T-class","T-class","T-class","T-class","T-class","T-class","T-class","T-class","T-class","T-class","T-class","T-class","T-class","Miniature circuit breaker",null,"Tmax Moulded Case Circuit Breaker",null,"Switch Fuse","Switch Fuse","Switch Fuse","Switch Fuse","Switch Fuse","Switch-disconnector","Switch-disconnector","Switch-disconnector","Switch-disconnector","Switch-disconnector","Switch-disconnector","Switch-disconnector","Switch-disconnector","Switch-disconnector","Switch-disconnector","Switch-disconnector","Switch-disconnector","Switch-disconnector","Switch-disconnector","Switch-disconnector","Switch-disconnector","Switch-disconnector","Switch-disconnector","Contactor","du/dt filters unprotected","du/dt filters unprotected","du/dt filters unprotected","du/dt filters unprotected","du/dt filters unprotected","du/dt filters unprotected","du/dt filters unprotected","du/dt filters unprotected","Braking Resistor","RCCB F 200 series","Sine Filter","Sine Filter","Sine Filter","Sine Filter","Sine Filter","Sine Filter","Sine Filter","Sine Filter","Sine Filter","Sine Filter","Sine Filter","Sine Filter","Sine Filter","Sine Filter","Sine Filter"]
[null,null,"I1N","I2cont.max",null,null,"ABB: OFAF000H16 16A, 500V, 700A2s","ABB: OFAF000H25 25A, 500V, 2.5kA2s","ABB: OFAF000H32 32A, 500V, 4.5kA2s","ABB: OFAF000H40 40A, 500V, 7.7kA2s","ABB: OFAF000H50 50A, 500V, 15.4kA2s","ABB: OFAF000H63 63A, 500V, 21.3kA2s","ABB: OFAF000H80 80A, 500V, 37kA2s","ABB: OFAF000H100 100A, 500V, 63.6kA2s","ABB: OFAF00H125 125A, 500V, 103kA2s","ABB: OFAF00H160 160A, 500V, 185kA2s","ABB: OFAF0H250 250A, 500V, 600kA2s","ABB: OFAF1H315 315A, 500V, 710kA2s","gG fuse is too slow for this drive","Bussmann: 170M1561 25A, 690V, 130A2s","Bussmann: 170M1563 40A, 690V, 460A2s","Bussmann: 170M1565 63A, 690V, 1450A2s","Bussmann: 170M1566 80A, 690V, 2550A2s","Bussmann: 170M1567 100A, 690V, 4650A2s","Bussmann: 170M1568 125A, 690V, 8500A2s","Bussmann: 170M1569 160A, 690V, 16kA2s","Bussmann: 170M3817 315A, 690V, 46.5kA2s","Bussmann: 170M3816D 250A, 690V, 31kA2s","Bussmann: 170M3817D 315A, 690V, 52kA2s","Bussmann: 170M5809 450A, 690V, 105kA2s","Bussmann: 170M5810 500A, 690V, 145kA2s","Bussmann: 170M5818D 400A, 690V, 79kA2s","Bussmann: 170M5808D 400A, 690V, 79kA2s","Bussmann: 170M5810D 500A, 690V, 155kA2s","Bussmann: 170M6810D 630A, 690V, 220kA2s","Bussmann: 170M6811D 700A, 690V, 320kA2s","Bussmann: 170M6812D 800A, 690V, 490kA2s","Bussmann: 170M6814D 1000A, 690V, 985kA2s","Bussmann: 170M3816 250A, 690V, 28.5kA2s","Bussmann: 170M5808 400A, 690V, 74kA2s","Bussmann: 170M5810 500A, 690V, 155kA2s","Bussmann: 170M4409\n250A, 690V, 21 kA2s","Bussmann: 170M4410\n315A, 690V, 42 kA2s","Bussmann: 170M5408\n400A, 690V, 74 kA2s","Bussmann: 170M5410\n500A, 690V, 145 kA2s","Bussmann: 170M6410\n630A, 690V, 210 kA2s","Bussmann: 170M6411\n700A, 690V, 300 kA2s","Bussmann: 170M6412\n800A, 690V, 465 kA2s","Bussmann: 170M6414\n1000A, 690V, 945 kA2s","Bussmann: JJS-15 15A, 600V","Bussmann: JJS-20 20A, 600V","Bussmann: JJS-25 25A, 600V","Bussmann: JJS-35 35A, 600V","Bussmann: JJS-40 40A, 600V","Bussmann: JJS-50 50A, 600V","Bussmann: JJS-60 60A, 600V","Bussmann: JJS-80 80A, 600V","Bussmann: JJS-90 90A, 600V","Bussmann: JJS-110 110A, 600V","Bussmann: JJS-150 150A, 600V","Bussmann: JJS-200 200A, 600V","Bussmann: JJS-225 225A, 600V","Bussmann: JJS-300 300A, 600V","Not available yet","No miniature breaker for this drive. Select molded case breaker.","Not available yet","No Moulded case circuit breaker for this drive. Select miniature circuit breaker.","ABB: OS32GD_ (1000V,32A,DIN 000)","ABB: OS63GD_ (1000V,63A,DIN 000)","ABB: OS125GD_ (1000V, 125A, DIN 000,00)","ABB: OS160GD_ (1000V, 160A, DIN 000,00)","ABB: OS250D12_ (1000V, 250A, DIN 0-1)","ABB: OT16F3_ (750V,16A)","ABB: OT25F3_ (750V,25A)","ABB: OT63F3_ (750V, 63A)","ABB: OT100F_ (750V, 100A)","ABB: OT160EV_ (1000V, 160A)","ABB: OT250E_ (1000V, 250A)","ABB: OT400E_ (1000V, 400A)","ABB: OT630E_ (1000V, 630A)","ABB: OT800E_ (1000V, 800A)","ABB: OT16F3_ (750V,16A)","ABB: OT25F3_ (750V,25A)","ABB: OT63F3_ (750V, 63A)","ABB: OT100F_ (750V, 100A)","ABB: OT200U_ (1000V, 200A)","ABB: OT250E_ (1000V, 250A)","ABB: OT400U_ (1000V, 400A)","ABB: OT600U_ (1000V, 600A)","ABB: OT800U_ (1000V, 800A)",null,"ABB: NOCH0016-6X","ABB: NOCH0030-6X","ABB: NOCH0070-6X","ABB: NOCH0120-6X","ABB: FOCH0260-70","ABB: FOCH0260-7X","ABB: FOCH0320-5x","ABB: FOCH-0610-70",null,null,"TDK: B84143V0011R229","TDK: B84143V0016R229","TDK: B84143V0025R229","TDK: B84143V0033R229","TDK: B84143V0050R229","TDK: B84143V0066R229","TDK: B84143V0075R229","TDK: B84143V0095R229","TDK: B84143V0130S230","TDK: B84143V0162S229","TDK: B84143V0230S229","TDK: B84143V0390S229","NSIN900-6","TDK: B84143V0207S230","NSIN485-6"]
[null,"Frame",null,null,null,null,"230/115","230/115","230/115","230/115","230/115","230/115","230/115","230/115","230/115","230/115","230/115","230/115","230/115","230/115","230/115","230/115","230/115","230/115","230/115","230/115","230/115","230/115","230/115","230/115","230/115","230/115","230/115","230/115","230/115","230/115","230/115","230/115","230/115","230/115","230/115","230/115","230/115","230/115","230/115","230/115","230/115","230/115","230/115","230/115","230/115","230/115","230/115","230/115","230/115","230/115","230/115","230/115","230/115","230/115","230/115","230/115","230/115","230/115","230/115","230/115","230/115","230/115","230/115","230/115","230/115","230/115","230/115","230/115","230/115","230/115","230/115","230/115","230/115","230/115","230/115","230/115","230/115","230/115","230/115","230/115","230/115","230/115","230/115","230/115","230/115","230/115","230/115","230/115","230/115","230/115","230/115","230/115","230/115",null,null,"230/115","230/115","230/115","230/115","230/115","230/115","230/115","230/115","230/115","230/115","230/115","230/115","230/115","230/115","230/115"]
[null,null,null,null,null,"Part number ->",null,null,null,null,null,null,null,null,null,null,null,null,"Select aR Fuses",null,null,null,null,null,null,null,null,null,null,null,null,null,null,null,null,null,null,null,null,null,null,null,null,null,null,null,null,null,null,"UN = 440....480 V","UN = 440....480 V","UN = 440....480 V","UN = 440....480 V","UN = 440....480 V","UN = 440....480 V","UN = 440....480 V","UN = 440....480 V","UN = 440....480 V","UN = 440....480 V","UN = 440....480 V","UN = 440....480 V","UN = 440....480 V","UN = 440....480 V",null,null,null,null,null,null,null,null,null,"Fuses are not included.","Fuses are not included.","Fuses are not included.","Fuses are not included.","Fuses are not included.","Fuses are not included.","Fuses are not included.","Fuses are not included.","Fuses are not included.","Fuses are not included.","Fuses are not included.","Fuses are not included.","Fuses are not included.","Fuses are not included.","Fuses are not included.","Fuses are not included.","Fuses are not included.","Fuses are not included.","≤40 °C"]
[]
["UN = 400 V (380, 400, 415 V) "]
["ACS880-31-09A4-3","R3",8,10,null,null,3,null,null,null,null,null,null,null,null,null,null,null,null,3,null,null,null,null,null,null,null,null,null,null,null,null,null,null,null,null,null,null,null,null,null,null,null,null,null,null,null,null,null,3,null,null,null,null,null,null,null,null,null,null,null,null,null,"x",null,"x",null,1,null,null,null,null,1,null,null,null,null,null,null,null,null,1,null,null,null,null,null,null,null,null,null,1,null,null,null,null,null,null,null,null,null,1]
["ACS880-31-12A6-3","R3",10,12.9,null,null,3,null,null,null,null,null,null,null,null,null,null,null,null,3,null,null,null,null,null,null,null,null,null,null,null,null,null,null,null,null,null,null,null,null,null,null,null,null,null,null,null,null,null,null,3,null,null,null,null,null,null,null,null,null,null,null,null,"x",null,"x",null,1,null,null,null,null,1,null,null,null,null,null,null,null,null,1,null,null,null,null,null,null,null,null,null,1,null,null,null,null,null,null,null,null,null,null,1]
["ACS880-31-017A-3","R3",14,17,null,null,null,3,null,null,null,null,null,null,null,null,null,null,null,null,3,null,null,null,null,null,null,null,null,null,null,null,null,null,null,null,null,null,null,null,null,null,null,null,null,null,null,null,null,null,null,3,null,null,null,null,null,null,null,null,null,null,null,"x",null,"x",null,1,null,null,null,null,null,1,null,null,null,null,null,null,null,null,1,null,null,null,null,null,null,null,null,null,1,null,null,null,null,null,null,null,null,null,null,1]
["ACS880-31-025A-3","R3",20,25,null,null,null,null,3,null,null,null,null,null,null,null,null,null,null,null,3,null,null,null,null,null,null,null,null,null,null,null,null,null,null,null,null,null,null,null,null,null,null,null,null,null,null,null,null,null,null,null,3,null,null,null,null,null,null,null,null,null,null,"x",null,"x",null,null,1,null,null,null,null,null,1,null,null,null,null,null,null,null,1,null,null,null,null,null,null,null,null,null,1,null,null,null,null,null,null,null,null,null,null,1]
["ACS880-31-032A-3","R6",27,32,null,null,null,null,null,3,null,null,null,null,null,null,null,null,null,null,null,3,null,null,null,null,null,null,null,null,null,null,null,null,null,null,null,null,null,null,null,null,null,null,null,null,null,null,null,null,null,null,null,3,null,null,null,null,null,null,null,null,null,"x",null,"x",null,null,1,null,null,null,null,null,1,null,null,null,null,null,null,null,null,1,null,null,null,null,null,null,null,null,null,1,null,null,null,null,null,null,null,null,null,null,1]
["ACS880-31-038A-3","R6",33,38,null,null,null,null,null,null,3,null,null,null,null,null,null,null,null,null,null,3,null,null,null,null,null,null,null,null,null,null,null,null,null,null,null,null,null,null,null,null,null,null,null,null,null,null,null,null,null,null,null,null,3,null,null,null,null,null,null,null,null,"x",null,"x",null,null,1,null,null,null,null,null,1,null,null,null,null,null,null,null,null,1,null,null,null,null,null,null,null,null,null,1,null,null,null,null,null,null,null,null,null,null,null,1]
["ACS880-31-045A-3","R6",40,45,null,null,null,null,null,null,null,3,null,null,null,null,null,null,null,null,null,null,3,null,null,null,null,null,null,null,null,null,null,null,null,null,null,null,null,null,null,null,null,null,null,null,null,null,null,null,null,null,null,null,null,3,null,null,null,null,null,null,null,"x",null,"x",null,null,1,null,null,null,null,null,1,null,null,null,null,null,null,null,null,1,null,null,null,null,null,null,null,null,null,1,null,null,null,null,null,null,null,null,null,null,null,1]
["ACS880-31-061A-3","R6",51,61,null,null,null,null,null,null,null,null,3,null,null,null,null,null,null,null,null,null,null,3,null,null,null,null,null,null,null,null,null,null,null,null,null,null,null,null,null,null,null,null,null,null,null,null,null,null,null,null,null,null,null,null,3,null,null,null,null,null,null,"x",null,"x",null,null,null,1,null,null,null,null,null,1,null,null,null,null,null,null,null,1,null,null,null,null,null,null,null,null,null,1,null,null,null,null,null,null,null,null,null,null,null,null,1]
["ACS880-31-072A-3","R6",63,72,null,null,null,null,null,null,null,null,null,3,null,null,null,null,null,null,null,null,null,null,3,null,null,null,null,null,null,null,null,null,null,null,null,null,null,null,null,null,null,null,null,null,null,null,null,null,null,null,null,null,null,null,null,3,null,null,null,null,null,"x",null,"x",null,null,null,1,null,null,null,null,null,1,null,null,null,null,null,null,null,null,1,null,null,null,null,null,null,null,null,null,1,null,null,null,null,null,null,null,null,null,null,null,null,1]
["ACS880-31-087A-3","R6",76,87,null,null,null,null,null,null,null,null,null,3,null,null,null,null,null,null,null,null,null,null,null,3,null,null,null,null,null,null,null,null,null,null,null,null,null,null,null,null,null,null,null,null,null,null,null,null,null,null,null,null,null,null,null,null,3,null,null,null,null,"x",null,"x",null,null,null,1,null,null,null,null,null,1,null,null,null,null,null,null,null,null,null,1,null,null,null,null,null,null,null,null,1,null,null,null,null,null,null,null,null,null,null,null,null,null,1]
["ACS880-31-105A-3","R8",88,105,null,null,null,null,null,null,null,null,null,null,3,null,null,null,null,null,null,null,null,null,null,null,3,null,null,null,null,null,null,null,null,null,null,null,null,null,null,null,null,null,null,null,null,null,null,null,null,null,null,null,null,null,null,null,null,3,null,null,null,"x",null,"x",null,null,null,null,1,null,null,null,null,null,1,null,null,null,null,null,null,null,null,1,null,null,null,null,null,null,null,null,1,null,null,null,null,null,null,null,null,null,null,null,null,null,null,1]
["ACS880-31-145A-3","R8",120,145,null,null,null,null,null,null,null,null,null,null,null,3,null,null,null,null,null,null,null,null,null,null,3,null,null,null,null,null,null,null,null,null,null,null,null,null,null,null,null,null,null,null,null,null,null,null,null,null,null,null,null,null,null,null,null,null,3,null,null,"x",null,"x",null,null,null,null,null,1,null,null,null,null,1,null,null,null,null,null,null,null,null,1,null,null,null,null,null,null,null,null,null,1,null,null,null,null,null,null,null,null,null,null,null,null,null,null,1]
["ACS880-31-169A-3","R8",144,169,null,null,null,null,null,null,null,null,null,null,null,null,3,null,null,null,null,null,null,null,null,null,null,null,null,3,null,null,null,null,null,null,null,null,null,null,null,null,null,null,null,null,null,null,null,null,null,null,null,null,null,null,null,null,null,null,null,3,null,"x",null,"x",null,null,null,null,null,1,null,null,null,null,null,1,null,null,null,null,null,null,null,null,null,1,null,null,null,null,null,null,null,1,null,null,null,null,null,null,null,null,null,null,null,null,null,null,1]
["ACS880-31-206A-3","R8",176,206,null,null,null,null,null,null,null,null,null,null,null,null,null,3,null,null,null,null,null,null,null,null,null,null,null,null,3,null,null,null,null,null,null,null,null,null,null,null,null,null,null,null,null,null,null,null,null,null,null,null,null,null,null,null,null,null,null,null,3,"x",null,"x",null,null,null,null,null,1,null,null,null,null,null,1,null,null,null,null,null,null,null,null,null,1,null,null,null,null,null,null,null,1,null,null,null,null,null,null,null,null,null,null,null,null,null,null,null,1]
["ACS880-34-246A-3","R11",212,246,null,null,null,null,null,null,null,null,null,null,null,null,null,null,"x",null,null,null,null,null,null,null,null,null,null,null,null,3,null,null,null,null,null,null,null,null,null,null,null,3,null,null,null,null,null,null,null,null,null,null,null,null,null,null,null,null,null,null,null,"x",null,"x",null,null,null,null,null,null,null,null,null,null,null,1,null,null,null,null,null,null,null,null,null,1,null,null,null,null,null,null,null,null,1,null,null,null,null,null,null,null,null,null,null,null,null,null,null,1]
["ACS880-34-293A-3","R11",257,293,null,null,null,null,null,null,null,null,null,null,null,null,null,null,"x",null,null,null,null,null,null,null,null,null,null,null,null,null,null,3,null,null,null,null,null,null,null,null,null,null,3,null,null,null,null,null,null,null,null,null,null,null,null,null,null,null,null,null,null,"x",null,"x",null,null,null,null,null,null,null,null,null,null,null,null,1,null,null,null,null,null,null,null,null,1,null,null,null,null,null,null,null,null,1,null,null,null,null,null,null,null,null,null,null,null,null,null,null,null,1]
["ACS880-34-363A-3","R11",321,363,null,null,null,null,null,null,null,null,null,null,null,null,null,null,"x",null,null,null,null,null,null,null,null,null,null,null,null,null,null,null,3,null,null,null,null,null,null,null,null,null,null,3,null,null,null,null,null,null,null,null,null,null,null,null,null,null,null,null,null,"x",null,"x",null,null,null,null,null,null,null,null,null,null,null,null,1,null,null,null,null,null,null,null,null,null,1,null,null,null,null,null,null,null,null,1,null,null,null,null,null,null,null,null,null,null,null,null,null,null,1]
["ACS880-34-442A-3","R11",401,442,null,null,null,null,null,null,null,null,null,null,null,null,null,null,"x",null,null,null,null,null,null,null,null,null,null,null,null,null,null,null,null,3,null,null,null,null,null,null,null,null,null,null,3,null,null,null,null,null,null,null,null,null,null,null,null,null,null,null,null,"x",null,"x",null,null,null,null,null,null,null,null,null,null,null,null,null,1,null,null,null,null,null,null,null,null,1,null,null,null,null,null,null,null,null,1,null,null,null,null,null,null,null,null,null,null,null,null,null,null,1]
["ACS880-34-505A-3","R11",401,505,null,null,null,null,null,null,null,null,null,null,null,null,null,null,"x",null,null,null,null,null,null,null,null,null,null,null,null,null,null,null,null,null,3,null,null,null,null,null,null,null,null,null,null,3,null,null,null,null,null,null,null,null,null,null,null,null,null,null,null,"x",null,"x",null,null,null,null,null,null,null,null,null,null,null,null,null,1,null,null,null,null,null,null,null,null,1,null,null,null,null,null,null,null,null,null,1,null,null,null,null,null,null,null,null,null,null,null,null,null,null,1]
["ACS880-34-585A-3","R11",505,585,null,null,null,null,null,null,null,null,null,null,null,null,null,null,"x",null,null,null,null,null,null,null,null,null,null,null,null,null,null,null,null,null,null,3,null,null,null,null,null,null,null,null,null,null,3,null,null,null,null,null,null,null,null,null,null,null,null,null,null,"x",null,"x",null,null,null,null,null,null,null,null,null,null,null,null,null,1,null,null,null,null,null,null,null,null,1,null,null,null,null,null,null,null,null,null,1,null,null,null,null,null,null,null,null,null,null,null,null,null,null,1]
["ACS880-34-650A-3","R11",569,650,null,null,null,null,null,null,null,null,null,null,null,null,null,null,"x",null,null,null,null,null,null,null,null,null,null,null,null,null,null,null,null,null,null,3,null,null,null,null,null,null,null,null,null,null,3,null,null,null,null,null,null,null,null,null,null,null,null,null,null,"x",null,"x",null,null,null,null,null,null,null,null,null,null,null,null,null,null,1,null,null,null,null,null,null,null,null,1,null,null,null,null,null,null,null,null,1,null,null,null,null,null,null,null,null,null,null,null,null,null,null,1]
["UN = 500 V (440, 460, 480 and 500 V)"]
["ACS880-31-07A6-5","R3",7,7.6,null,null,3,null,null,null,null,null,null,null,null,null,null,null,null,3,null,null,null,null,null,null,null,null,null,null,null,null,null,null,null,null,null,null,null,null,null,null,null,null,null,null,null,null,null,3,null,null,null,null,null,null,null,null,null,null,null,null,null,"x",null,"x",null,1,null,null,null,null,1,null,null,null,null,null,null,null,null,1,null,null,null,null,null,null,null,null,null,1,null,null,null,null,null,null,null,null,null,1]
["ACS880-31-11A0-5","R3",9,11,null,null,3,null,null,null,null,null,null,null,null,null,null,null,null,3,null,null,null,null,null,null,null,null,null,null,null,null,null,null,null,null,null,null,null,null,null,null,null,null,null,null,null,null,null,null,3,null,null,null,null,null,null,null,null,null,null,null,null,"x",null,"x",null,1,null,null,null,null,1,null,null,null,null,null,null,null,null,1,null,null,null,null,null,null,null,null,null,1,null,null,null,null,null,null,null,null,null,1]
["ACS880-31-014A-5","R3",12,14,null,null,null,3,null,null,null,null,null,null,null,null,null,null,null,null,3,null,null,null,null,null,null,null,null,null,null,null,null,null,null,null,null,null,null,null,null,null,null,null,null,null,null,null,null,null,null,3,null,null,null,null,null,null,null,null,null,null,null,"x",null,"x",null,1,null,null,null,null,1,null,null,null,null,null,null,null,null,null,1,null,null,null,null,null,null,null,null,null,1,null,null,null,null,null,null,null,null,null,1]
["ACS880-31-021A-5","R3",17,21,null,null,null,null,3,null,null,null,null,null,null,null,null,null,null,null,3,null,null,null,null,null,null,null,null,null,null,null,null,null,null,null,null,null,null,null,null,null,null,null,null,null,null,null,null,null,null,null,3,null,null,null,null,null,null,null,null,null,null,"x",null,"x",null,1,null,null,null,null,null,1,null,null,null,null,null,null,null,null,1,null,null,null,null,null,null,null,null,null,1,null,null,null,null,null,null,null,null,null,null,1]
["ACS880-31-027A-5","R6",24,27,null,null,null,null,null,3,null,null,null,null,null,null,null,null,null,null,null,3,null,null,null,null,null,null,null,null,null,null,null,null,null,null,null,null,null,null,null,null,null,null,null,null,null,null,null,null,null,null,null,3,null,null,null,null,null,null,null,null,null,"x",null,"x",null,null,1,null,null,null,null,null,1,null,null,null,null,null,null,null,null,1,null,null,null,null,null,null,null,null,null,1,null,null,null,null,null,null,null,null,null,null,1]
["ACS880-31-034A-5","R6",29,34,null,null,null,null,null,null,3,null,null,null,null,null,null,null,null,null,null,3,null,null,null,null,null,null,null,null,null,null,null,null,null,null,null,null,null,null,null,null,null,null,null,null,null,null,null,null,null,null,null,null,3,null,null,null,null,null,null,null,null,"x",null,"x",null,null,1,null,null,null,null,null,1,null,null,null,null,null,null,null,null,1,null,null,null,null,null,null,null,null,null,1,null,null,null,null,null,null,null,null,null,null,null,1]
["ACS880-31-040A-5","R6",34,40,null,null,null,null,null,null,null,3,null,null,null,null,null,null,null,null,null,null,3,null,null,null,null,null,null,null,null,null,null,null,null,null,null,null,null,null,null,null,null,null,null,null,null,null,null,null,null,null,null,null,null,3,null,null,null,null,null,null,null,"x",null,"x",null,null,1,null,null,null,null,null,1,null,null,null,null,null,null,null,null,1,null,null,null,null,null,null,null,null,null,1,null,null,null,null,null,null,null,null,null,null,null,1]
["ACS880-31-052A-5","R6",44,52,null,null,null,null,null,null,null,null,3,null,null,null,null,null,null,null,null,null,null,3,null,null,null,null,null,null,null,null,null,null,null,null,null,null,null,null,null,null,null,null,null,null,null,null,null,null,null,null,null,null,null,null,3,null,null,null,null,null,null,"x",null,"x",null,null,1,null,null,null,null,null,1,null,null,null,null,null,null,null,null,1,null,null,null,null,null,null,null,null,null,1,null,null,null,null,null,null,null,null,null,null,null,null,1]
["ACS880-31-065A-5","R6",54,65,null,null,null,null,null,null,null,null,null,3,null,null,null,null,null,null,null,null,null,null,3,null,null,null,null,null,null,null,null,null,null,null,null,null,null,null,null,null,null,null,null,null,null,null,null,null,null,null,null,null,null,null,null,3,null,null,null,null,null,"x",null,"x",null,null,null,1,null,null,null,null,null,1,null,null,null,null,null,null,null,null,1,null,null,null,null,null,null,null,null,null,1,null,null,null,null,null,null,null,null,null,null,null,1]
["ACS880-31-077A-5","R6",66,77,null,null,null,null,null,null,null,null,null,3,null,null,null,null,null,null,null,null,null,null,null,3,null,null,null,null,null,null,null,null,null,null,null,null,null,null,null,null,null,null,null,null,null,null,null,null,null,null,null,null,null,null,null,null,3,null,null,null,null,"x",null,"x",null,null,null,1,null,null,null,null,null,1,null,null,null,null,null,null,null,null,null,1,null,null,null,null,null,null,null,null,1,null,null,null,null,null,null,null,null,null,null,null,null,1]
["ACS880-31-101A-5","R8",72,101,null,null,null,null,null,null,null,null,null,null,3,null,null,null,null,null,null,null,null,null,null,null,null,null,null,null,null,null,null,null,null,null,null,null,3,null,null,null,null,null,null,null,null,null,null,null,null,null,null,null,null,null,null,null,null,3,null,null,null,"x",null,"x",null,null,null,1,null,null,null,null,null,null,1,null,null,null,null,null,null,null,null,1,null,null,null,null,null,null,null,null,1,null,null,null,null,null,null,null,null,null,null,null,null,null,null,1]
["ACS880-31-124A-5","R8",88,124,null,null,null,null,null,null,null,null,null,null,null,3,null,null,null,null,null,null,null,null,null,null,3,null,null,null,null,null,null,null,null,null,null,null,null,null,null,null,null,null,null,null,null,null,null,null,null,null,null,null,null,null,null,null,null,null,3,null,null,"x",null,"x",null,null,null,null,1,null,null,null,null,null,1,null,null,null,null,null,null,null,null,1,null,null,null,null,null,null,null,null,null,1,null,null,null,null,null,null,null,null,null,null,null,null,null,1]
["ACS880-31-156A-5","R8",120,156,null,null,null,null,null,null,null,null,null,null,null,null,3,null,null,null,null,null,null,null,null,null,null,null,null,null,null,null,null,null,null,null,null,null,null,3,null,null,null,null,null,null,null,null,null,null,null,null,null,null,null,null,null,null,null,null,null,3,null,"x",null,"x",null,null,null,null,null,1,null,null,null,null,1,null,null,null,null,null,null,null,null,null,null,1,null,null,null,null,null,null,null,1,null,null,null,null,null,null,null,null,null,null,null,null,null,null,1]
["ACS880-31-180A-5","R8",144,180,null,null,null,null,null,null,null,null,null,null,null,null,null,3,null,null,null,null,null,null,null,null,null,null,null,null,null,null,null,null,null,null,null,null,null,null,3,null,null,null,null,null,null,null,null,null,null,null,null,null,null,null,null,null,null,null,null,null,3,"x",null,"x",null,null,null,null,null,1,null,null,null,null,null,1,null,null,null,null,null,null,null,null,null,1,null,null,null,null,null,null,null,1,null,null,null,null,null,null,null,null,null,null,null,null,null,null,1]
["ACS880-34-240A-5","R11",169,240,null,null,null,null,null,null,null,null,null,null,null,null,null,null,"x",null,null,null,null,null,null,null,null,null,3,null,null,null,null,null,null,null,null,null,null,null,null,null,3,null,null,null,null,null,null,null,null,null,null,null,null,null,null,null,null,null,null,null,null,"x",null,"x",null,null,null,null,null,null,null,null,null,null,null,1,null,null,null,null,null,null,null,null,null,1,null,null,null,null,null,null,null,null,1,null,null,null,null,null,null,null,null,null,null,null,null,null,null,1]
["ACS880-34-260A-5","R11",205,260,null,null,null,null,null,null,null,null,null,null,null,null,null,null,"x",null,null,null,null,null,null,null,null,null,null,null,null,null,3,null,null,null,null,null,null,null,null,null,null,3,null,null,null,null,null,null,null,null,null,null,null,null,null,null,null,null,null,null,null,"x",null,"x",null,null,null,null,null,null,null,null,null,null,null,null,1,null,null,null,null,null,null,null,null,1,null,null,null,null,null,null,null,null,1,null,null,null,null,null,null,null,null,null,null,null,null,null,null,1]
["ACS880-34-302A-5","R11",249,302,null,null,null,null,null,null,null,null,null,null,null,null,null,null,"x",null,null,null,null,null,null,null,null,null,null,null,null,null,null,3,null,null,null,null,null,null,null,null,null,null,3,null,null,null,null,null,null,null,null,null,null,null,null,null,null,null,null,null,null,"x",null,"x",null,null,null,null,null,null,null,null,null,null,null,null,1,null,null,null,null,null,null,null,null,1,null,null,null,null,null,null,null,null,null,1,null,null,null,null,null,null,null,null,null,null,null,null,null,null,1]
["ACS880-34-361A-5","R11",257,361,null,null,null,null,null,null,null,null,null,null,null,null,null,null,"x",null,null,null,null,null,null,null,null,null,null,null,null,null,null,null,3,null,null,null,null,null,null,null,null,null,null,3,null,null,null,null,null,null,null,null,null,null,null,null,null,null,null,null,null,"x",null,"x",null,null,null,null,null,null,null,null,null,null,null,null,1,null,null,null,null,null,null,null,null,null,1,null,null,null,null,null,null,null,null,1,null,null,null,null,null,null,null,null,null,null,null,null,null,null,1]
["ACS880-34-414A-5","R11",321,414,null,null,null,null,null,null,null,null,null,null,null,null,null,null,"x",null,null,null,null,null,null,null,null,null,null,null,null,null,null,null,null,3,null,null,null,null,null,null,null,null,null,null,3,null,null,null,null,null,null,null,null,null,null,null,null,null,null,null,null,"x",null,"x",null,null,null,null,null,null,null,null,null,null,null,null,null,1,null,null,null,null,null,null,null,null,1,null,null,null,null,null,null,null,null,1,null,null,null,null,null,null,null,null,null,null,null,null,null,null,1]
["ACS880-34-460A-5","R11",404,460,null,null,null,null,null,null,null,null,null,null,null,null,null,null,"x",null,null,null,null,null,null,null,null,null,null,null,null,null,null,null,null,3,null,null,null,null,null,null,null,null,null,null,3,null,null,null,null,null,null,null,null,null,null,null,null,null,null,null,null,"x",null,"x",null,null,null,null,null,null,null,null,null,null,null,null,null,1,null,null,null,null,null,null,null,null,1,null,null,null,null,null,null,null,null,1,null,null,null,null,null,null,null,null,null,null,null,null,null,null,null,1]
["ACS880-34-503A-5","R11",455,505,null,null,null,null,null,null,null,null,null,null,null,null,null,null,"x",null,null,null,null,null,null,null,null,null,null,null,null,null,null,null,null,null,3,null,null,null,null,null,null,null,null,null,null,3,null,null,null,null,null,null,null,null,null,null,null,null,null,null,null,"x",null,"x",null,null,null,null,null,null,null,null,null,null,null,null,null,1,null,null,null,null,null,null,null,null,1,null,null,null,null,null,null,null,null,null,1,null,null,null,null,null,null,null,null,null,null,null,null,null,null,1]
["UN = 690 V (525, 575, 600, 660, and 690 V)"]
["ACS880-34-142A-7","R11",123,142,null,null,null,null,null,null,null,null,null,null,null,null,null,null,"x",null,null,null,null,null,null,null,null,3,null,null,null,null,null,null,null,null,null,null,null,null,null,3,null,null,null,null,null,null,null,null,null,null,null,null,null,null,null,null,null,null,null,null,null,"x",null,"x",null,null,null,null,null,null,null,null,null,null,1,null,null,null,null,null,null,null,null,1,null,null,null,null,null,null,null,null,null,null,1,null,null,null,null,null,null,null,null,null,null,null,null,1]
["ACS880-34-174A-7","R11",149,174,null,null,null,null,null,null,null,null,null,null,null,null,null,null,"x",null,null,null,null,null,null,null,null,null,3,null,null,null,null,null,null,null,null,null,null,null,null,null,3,null,null,null,null,null,null,null,null,null,null,null,null,null,null,null,null,null,null,null,null,"x",null,"x",null,null,null,null,null,null,null,null,null,null,null,1,null,null,null,null,null,null,null,null,null,1,null,null,null,null,null,null,null,null,1,null,null,null,null,null,null,null,null,null,null,null,null,null,null,null,null,null,1]
["ACS880-34-210A-7","R11",186,210,null,null,null,null,null,null,null,null,null,null,null,null,null,null,"x",null,null,null,null,null,null,null,null,null,null,null,null,null,3,null,null,null,null,null,null,null,null,null,null,3,null,null,null,null,null,null,null,null,null,null,null,null,null,null,null,null,null,null,null,"x",null,"x",null,null,null,null,null,null,null,null,null,null,null,1,null,null,null,null,null,null,null,null,null,1,null,null,null,null,null,null,null,null,1,null,null,null,null,null,null,null,null,null,null,null,null,null,null,null,null,null,1]
["ACS880-34-271A-7","R11",232,271,null,null,null,null,null,null,null,null,null,null,null,null,null,null,"x",null,null,null,null,null,null,null,null,null,null,null,null,null,null,3,null,null,null,null,null,null,null,null,null,null,3,null,null,null,null,null,null,null,null,null,null,null,null,null,null,null,null,null,null,"x",null,"x",null,null,null,null,null,null,null,null,null,null,null,null,1,null,null,null,null,null,null,null,null,1,null,null,null,null,null,null,null,null,1,null,null,null,null,null,null,null,null,null,null,null,null,null,null,null,null,null,1]
["ACS880-34-330A-7","R11",293,330,null,null,null,null,null,null,null,null,null,null,null,null,null,null,"x",null,null,null,null,null,null,null,null,null,null,null,null,null,null,null,3,null,null,null,null,null,null,null,null,null,null,3,null,null,null,null,null,null,null,null,null,null,null,null,null,null,null,null,null,"x",null,"x",null,null,null,null,null,null,null,null,null,null,null,null,1,null,null,null,null,null,null,null,null,null,1,null,null,null,null,null,null,null,null,null,1,null,null,null,null,null,null,null,null,null,null,null,null,null,null,null,null,1]
["ACS880-34-370A-7","R11",330,370,null,null,null,null,null,null,null,null,null,null,null,null,null,null,"x",null,null,null,null,null,null,null,null,null,null,null,null,null,null,null,null,3,null,null,null,null,null,null,null,null,null,null,3,null,null,null,null,null,null,null,null,null,null,null,null,null,null,null,null,"x",null,"x",null,null,null,null,null,null,null,null,null,null,null,null,1,null,null,null,null,null,null,null,null,null,1,null,null,null,null,null,null,null,null,null,1,null,null,null,null,null,null,null,null,null,null,null,null,null,null,null,null,1]
["ACS880-34-430A-7","R11",375,430,null,null,null,null,null,null,null,null,null,null,null,null,null,null,"x",null,null,null,null,null,null,null,null,null,null,null,null,null,null,null,null,3,null,null,null,null,null,null,null,null,null,null,3,null,null,null,null,null,null,null,null,null,null,null,null,null,null,null,null,"x",null,"x",null,null,null,null,null,null,null,null,null,null,null,null,null,1,null,null,null,null,null,null,null,null,1,null,null,null,null,null,null,null,null,null,1,null,null,null,null,null,null,null,null,null,null,null,null,null,null,null,null,1]

{"sheet":"ACS580-01_04","index":6,"n_rows":54,"n_cols":270,"rows_kept":54,"cut":false,"hidden":false,"merged":[[2,6,2,40],[2,41,2,74],[2,94,2,121],[2,245,2,269],[2,162,2,169],[2,75,2,93],[2,229,2,244],[2,209,2,228],[2,190,2,208],[2,180,2,189],[2,170,2,179]]}
[null,null,null,null,"Main Cable",null,"Main Fuses (gG)",null,null,null,null,null,null,null,null,null,null,null,null,null,null,null,null,null,null,null,null,null,null,null,null,null,null,null,null,null,null,null,null,null,null,"Main Fuses (aR) (BLADE style DIN 43620 )",null,null,null,null,null,null,null,null,null,null,null,null,null,null,null,null,null,null,null,null,null,null,null,null,null,null,null,null,null,null,null,null,null,"Main Fuses (aR) (BOLTED tags DIN 43653 )",null,null,null,null,null,null,null,null,null,null,null,null,null,null,null,null,null,null,"Main Fuses (UL)",null,null,null,null,null,null,null,null,null,null,null,null,null,null,null,null,null,null,null,null,null,null,null,null,null,null,null,"Miniature circuit breaker",null,null,null,null,null,null,null,null,null,null,null,null,null,null,null,null,null,null,null,null,null,null,null,"Moulded Case Circuit Breaker",null,null,null,null,null,null,null,null,null,null,null,null,null,null,null,"Mains Switch for gG fuse",null,null,null,null,null,null,null,"Mains Switch  ",null,null,null,null,null,null,null,null,null,"Mains Switch UL",null,null,null,null,null,null,null,null,null,"Main Contactor",null,null,null,null,null,null,null,null,null,null,null,null,null,null,null,null,null,null,"Braking Resistor",null,null,null,null,null,null,null,null,null,null,null,null,null,null,null,null,null,null,null,"Output Chokes (du/dt filters)",null,null,null,null,null,null,null,null,null,null,null,null,null,null,null,"Sine Filter"]
[]
["Type",null,null,"Current ratings","Mains cable *",null,"gG Fuses (see footnotes)",null,null,null,null,null,null,null,null,null,null,null,null,null,null,null,null,null,null,null,null,null,null,null,null,null,null,null,null,null,null,null,null,null,null,"aR Fuses(see footnotes)",null,null,null,null,null,null,null,null,null,null,null,null,null,null,null,null,null,null,null,null,null,null,null,null,null,null,null,null,null,null,null,null,null,"aR Fuses",null,null,null,null,null,null,null,null,null,null,null,null,null,null,null,null,null,null,"UL-class Fuses",null,null,null,null,null,null,null,null,null,null,null,null,null,null,null,null,null,null,null,null,null,null,null,null,null,null,null,"Miniature circuit breaker",null,null,null,null,null,null,null,null,null,null,null,null,null,null,null,null,null,null,null,null,null,null,null,"Tmax Moulded Case Circuit Breaker",null,null,null,null,null,null,null,null,null,null,null,null,null,null,null,"Switch Fuse",null,null,null,null,null,null,null,"Switch",null,null,null,null,null,null,null,null,null,"Switch UL",null,null,null,null,null,null,null,null,null,"Contactor",null,null,null,null,null,null,null,null,null,null,null,null,null,null,null,null,null,null,"Braking Resistor",null,null,null,null,null,null,null,null,null,null,null,null,null,null,null,null,null,null,null,"du/dt filters",null,null,null,null,null,null,null,null,null,null,null,null,null,null,null,"Sine Filter"]
[null,null,null,null,null,null,"gG Fuses","gG Fuses","gG Fuses","gG Fuses","gG Fuses","gG Fuses","gG Fuses","gG Fuses","gG Fuses","gG Fuses","gG Fuses","gG Fuses","gG Fuses","gG Fuses","gG Fuses","gG Fuses","gG Fuses","gG Fuses","gG Fuses","gG Fuses","gG Fuses","gG Fuses","gG Fuses","gG Fuses","gG Fuses","gG Fuses","gG Fuses","gG Fuses","gG Fuses","gG Fuses","gG Fuses","gG Fuses","gG Fuses","gG Fuses","gG Fuses","aR Fuses","aR Fuses","aR Fuses","aR Fuses","aR Fuses","aR Fuses","aR Fuses","aR Fuses","aR Fuses","aR Fuses","aR Fuses","aR Fuses","aR Fuses","aR Fuses","aR Fuses","aR Fuses","aR Fuses","aR Fuses","aR Fuses","aR Fuses","aR Fuses","aR Fuses","aR Fuses","aR Fuses","aR Fuses","aR Fuses","aR Fuses","aR Fuses","aR Fuses","aR Fuses","aR Fuses","aR Fuses","aR Fuses","aR Fuses","aR Fuses","aR Fuses","aR Fuses","aR Fuses","aR Fuses","aR Fuses","aR Fuses","aR Fuses","aR Fuses","aR Fuses","aR Fuses","aR Fuses","aR Fuses","aR Fuses","aR Fuses","aR Fuses","aR Fuses","aR Fuses","aR Fuses","T-class","T-class","T-class","T-class","T-class","T-class","T-class","T-class","T-class","T-class","T-class","T-class","T-class","T-class","T-class","T-class","T-class","T-class","T-class","T-class","T-class","T-class","T-class","T-class","T-class","L-class","L-class","L-class","Miniature circuit breaker","Miniature circuit breaker","Miniature circuit breaker","Miniature circuit breaker","Miniature circuit breaker","Miniature circuit breaker","Miniature circuit breaker","Miniature circuit breaker","Miniature circuit breaker","Miniature circuit breaker","Miniature circuit breaker","Miniature circuit breaker","Miniature circuit breaker","Miniature circuit breaker","Miniature circuit breaker","Miniature circuit breaker","Miniature circuit breaker","Miniature circuit breaker","Miniature circuit breaker","Miniature circuit breaker","Miniature circuit breaker","Miniature circuit breaker","Miniature circuit breaker",null,"Tmax Moulded Case Circuit Breaker","Tmax Moulded Case Circuit Breaker","Tmax Moulded Case Circuit Breaker","Tmax Moulded Case Circuit Breaker","Tmax Moulded Case Circuit Breaker","Tmax Moulded Case Circuit Breaker","Tmax Moulded Case Circuit Breaker","Tmax Moulded Case Circuit Breaker","Tmax Moulded Case Circuit Breaker","Tmax Moulded Case Circuit Breaker","Tmax Moulded Case Circuit Breaker","Tmax Moulded Case Circuit Breaker","Tmax Moulded Case Circuit Breaker","Tmax Moulded Case Circuit Breaker","Tmax Moulded Case Circuit Breaker",null,"Switch Fuse","Switch Fuse","Switch Fuse","Switch Fuse","Switch Fuse","Switch Fuse","Switch Fuse","Switch Fuse","Switch-disconnector","Switch-disconnector","Switch-disconnector","Switch-disconnector","Switch-disconnector","Switch-disconnector","Switch-disconnector","Switch-disconnector","Switch-disconnector","Switch-disconnector","Switch-disconnector","Switch-disconnector","Switch-disconnector","Switch-disconnector","Switch-disconnector","Switch-disconnector","Switch-disconnector","Switch-disconnector","Switch-disconnector","Switch-disconnector","Contactor","Contactor","Contactor","Contactor","Contactor","Contactor","Contactor","Contactor","Contactor","Contactor","Contactor","Contactor","Contactor","Contactor","Contactor","Contactor","Contactor","Contactor","Contactor","Braking Resistor","Braking Resistor","Braking Resistor","Braking Resistor","Braking Resistor","Braking Resistor","Braking Resistor","Braking Resistor","Braking Resistor","Braking Resistor","Braking Resistor","Braking Resistor","Braking Resistor","Braking Resistor","Braking Resistor","Braking Resistor","Braking Resistor","Braking Resistor","Braking Resistor","Braking Resistor","du/dt filters unprotected (IP00)","du/dt filters unprotected (IP00)","du/dt filters unprotected (IP00)","du/dt filters unprotected (IP00)","du/dt filters unprotected (IP00)","du/dt filters unprotected (IP00)","du/dt filters unprotected (IP00)","du/dt filters unprotected (IP00)","du/dt filters protected (IP22)","du/dt filters protected (IP22)","du/dt filters protected (IP22)","du/dt filters protected (IP22)","du/dt filters protected (IP54)","du/dt filters protected (IP54)","du/dt filters protected (IP54)","du/dt filters protected (IP54)","Sine Filter (IP00)","Sine Filter (IP00)","Sine Filter (IP00)","Sine Filter (IP00)","Sine Filter (IP00)","Sine Filter (IP00)","Sine Filter (IP00)","Sine Filter (IP00)","Sine Filter (IP00)","Sine Filter (IP00)","Sine Filter (IP00)","Sine Filter (IP00)","Sine Filter (IP00)","Sine Filter (IP21)","Sine Filter (IP21)","Sine Filter (IP21)","Sine Filter (IP21)","Sine Filter (IP21)","Sine Filter (IP21)","Sine Filter (IP21)","Sine Filter (IP21)","Sine Filter (IP21)","Sine Filter (IP21)","Sine Filter (IP21)","Sine Filter (IP21)"]
[null,null,"I1N","I2cont.max",null,null,"ABB: OFAF000H4 4A, 500V, 55A2s","ABB: OFAF000H6 6A, 500V, 110A2s","ABB: OFAF000H10 10A, 500V, 360A2s","ABB: OFAF000H16 16A, 500V, 740A2s","ABB: OFAF000H25 25A, 500V, 2,5kA2s","ABB: OFAF000H32 32A, 500V, 4kA2s","ABB: OFAF000H40 40A, 500V, 7,7A2s","ABB: OFAF000H50 50A, 500V, 16kA2s","ABB: OFAF000H63 63A, 500V, 20,1kA2s","ABB: OFAF000H80 80A, 500V, 37,5kA2s","ABB: OFAF000H100 100A, 500V, 65kASs","ABB: OFAF00H125 125A, 500V, 103kA2s","ABB: OFAF00H160 160A, 500V, 185kA2s","ABB: OFAF0H200 200A, 500V, 300kA2s","ABB: OFAF0H250 250A, 500V, 600kA2s","ABB: OFAF1H315 315A, 500V, 710kA2s","ABB: OFAF1H355 355A, 500V, 920kA2s","ABB: OFAF2H400 400A, 500V, 1000kA2s","ABB: OFAF2H425 425A, 500V, 1300kA2s","ABB: OFAF2H500 500A, 500V, 2000kA2s","ABB: OFAF3H630 630A, 500V, 2800kA2s","ABB: OFAA000GG16 16A, 690V, 1,2kA2s","ABB: OFAA000GG20 20A, 690V, 2,4kA2s","ABB: OFAA000GG25 25A, 690V, 4kA2s","ABB: OFAA000GG35 35A, 690V, 12kA2s","ABB: OFAA000GG50 50A, 690V, 24kA2s","ABB: OFAA000GG63 63A, 690V, 30kA2s","ABB: OFAA0GG80 16A, 690V, 51kA2s","ABB: OFAA0GG100 100A, 690V, 95kA2s","ABB: OFAA1GG160 160A, 690V, 240kA2s","ABB: OFAA1GG200 200A, 690V, 350kA2s","ABB: OFAA1GG250 250A, 690V, 700kA2s","ABB: OFAA2GG315 315A, 690V, 850kA2s","ABB: OFAA3GG400 400A, 690V, 1300kA2s","gG fuse is too slow for this drive","Bussmann: 170M1559 16A, 690V, 48A2s","Bussmann: 170M1560 20A, 690V, 78A2s","Bussmann: 170M1561 25A, 690V, 130A2s","Bussmann: 170M1562 32A, 690V, 270A2s","Bussmann: 170M1563 40A, 690V, 460A2s","Bussmann: 170M1564 50A, 690V, 770A2s","Bussmann: 170M1565 63A, 690V, 1450A2s","Bussmann: 170M1566 80A, 690V, 2550A2s","Bussmann: 170M1567 100A, 690V, 4650A2s","Bussmann: 170M1568 125A, 690V, 8500A2s","Bussmann: 170M1569 160A, 690V, 16kA2s","Bussmann: 170M3813 125A, 690V, 3700A2s","Bussmann: 170M3814 160A, 690V, 7500A2s","Bussmann: 170M3815 200A, 690V, 15kA2s","Bussmann: 170M3816 250A, 690V, 28500A2s","Bussmann: 170M3817 315A, 690V, 46500A2s","Bussmann: 170M3818 350A, 690V, 68500A2s","Bussmann: 170M5808 400A, 690V, 74kA2s","Bussmann: 170M5809 450A, 690V, 105kA2s","Bussmann: 170M5810 500A, 690V, 145kA2s","Bussmann: 170M5811 550A, 690V, 190kA2s","Bussmann: 170M5812 630A, 690V, 275kA2s","Bussmann: 170M6810 630A, 690V, 220kA2s","Bussmann: 170M6810D 630A, 690V, 490 kA2s","Bussmann: 170M5813 700A, 690V, 405kA2s","Bussmann: 170M6811D 700A, 690V, 320 kA2s","Bussmann: 170M6812D 800A, 690V, 490 kA2s","Bussmann: 170M6813D 900A, 690V, 720 kA2s","Bussmann: 170M6814D 1000A, 690V, 985 kA2s","Bussmann: 170M6892D 1100A, 690V, 1400 kA2s","Bussmann: 170M8554D 1250A, 690V, 2150 kA2s","Bussmann: 170M8555D 1400A, 690V,2700 kA2s","Bussmann: 170M8556D 1500A, 690V,3350 kA2s","Bussmann: 170M8557D 1600A, 690V,4150 kA2s","Bussmann: 170M1311\n25A, 690V, 0,130 kA2s","Bussmann: 170M1313\n40A, 690V, 0,46 kA2s","Bussmann: 170M1315\n63A, 690V, 1,45 kA2s","Bussmann: 170M1316\n80A, 690V, 2,55 kA2s","Bussmann: 170M1417\n100A, 690V, 4,65 kA2s","Bussmann: 170M1318\n125A, 690V, 8,5 kA2s","Bussmann: 170M1319\n160A, 690V, 16 kA2s","Bussmann: 170M3015\n200A, 690V, 15 kA2s","Bussmann: 170M3016\n250A, 690V, 28,5 kA2s","Bussmann: 170M3017\n315A, 690V, 46,5 kA2s","Bussmann: 170M3018\n350A, 690V, 68,5 kA2s","Bussmann: 170M5009\n450A, 690V, 105 kA2s","Bussmann: 170M5010\n500A, 690V, 145 kA2s","Bussmann: 170M5012\n630A, 690V, 275 kA2s","Bussmann: 170M5013\n700A, 690V, 405 kA2s","Bussmann: 170M6012\n800A, 690V, 465 kA2s","Bussmann: 170M6014\n1000A, 690V, 945 kA2s","Bussmann: 170M6016\n1250A, 690V, 1950 kA2s","Bussmann: 170M6269\n1600A, 690V, 3900 kA2s","Bussmann: JJS-3 3A, 600V","Bussmann: JJS-6 6A, 600V","Bussmann: JJS-10 10A, 600V","Bussmann: JJS-15 15A, 600V","Bussmann: JJS-20 20A, 600V","Bussmann: JJS-25 25A, 600V","Bussmann: JJS-30 30A, 600V","Bussmann: JJS-35 35A, 600V","Bussmann: JJS-40 40A, 600V","Bussmann: JJS-50 50A, 600V","Bussmann: JJS-60 60A, 600V","Bussmann: JJS-80 80A, 600V","Bussmann: JJS-90 90A, 600V","Bussmann: JJS-100 100A, 600V","Bussmann: JJS-110 110A, 600V","Bussmann: JJS-125 125A, 600V","Bussmann: JJS-150 150A, 600V","Bussmann:  JJS-200 200A, 600V","Bussmann: JJS-225 225A, 600V","Bussmann: JJS-250 250A, 600V","Bussmann: JJS-300 300A, 600V","Bussmann: JJS-350 350A, 600V","Bussmann: JJS-400 400A, 600V","Bussmann: JJS-500 500A, 600V","Bussmann: JJS-600 600A, 600V","Ferraz: A4BY800    800A, 600V ","Ferraz: A4BY900    900A, 600V ","Ferraz: A4BY1000    1000A, 600V ","ABB: S 203P-Z 10 (prospective SC current 25kA)","ABB: S 203P-B/C/Z 10 (prospective SC current 20kA)","ABB: S 203P-Z 16 (prospective SC current 25kA)","ABB: S 203P-B/C/Z 16 (prospective SC current 20kA)","ABB: S 203P-Z 20 (prospective SC current 25kA)","ABB: S 203P-B/C/Z 20 (prospective SC current 20kA)","ABB: S 203P-Z 25 (prospective SC current 25kA)","ABB: S 203P-B/C/Z 25 (prospective SC current 20kA)","ABB: S 203P-Z 32 (prospective SC current 15kA)","ABB: S 203P-B/C/Z 32 (prospective SC current 12kA)","ABB: S 203P-Z 40 (prospective SC current 15kA)","ABB: S 203P-B/C/Z 40 (prospective SC current 12kA)","ABB: S 203P-Z 50 (prospective SC current 15kA)","ABB: S 203P-B/C/Z 50 (prospective SC current 12kA)","ABB: S 203 M/P-B/C 50 (prospective SC current 5kA)","ABB: S 203 M/P-B/C 63 (prospective SC current 5kA)","ABB: S 803 S-B/C 6 (prospective SC current 10kA)","ABB: S 803 S-B/C 10 (prospective SC current 10kA)","ABB: S 803 S-B/C 13 (prospective SC current 10kA)","ABB: S 803 S-B/C 20 (prospective SC current 10kA, >500V 4kA)","ABB: S 803 S-B/C 80 (prospective SC current 50kA, >500V 4kA)","ABB: S 803 S-B/C 100 (prospective SC current 50kA, >500V 3kA)","ABB: S 803 S-B/C 125 (prospective SC current 50kA, >500V 3kA)","No miniature breaker for this drive. Select molded case breaker.","ABB: 1SDA067914R1 (XT2 L 160 Ekip LS/I In=10 3p F F) \n500V: Prospective SC current 65kA\n>500V Prospective SC current 18kA","ABB: 1SDA067915R1 (XT2 L 160 Ekip LS/I In=25 3p F F)\n500V: Prospective SC current 65kA\n>500V Prospective SC current 18kA","ABB: 1SDA067916R1 (XT2 L 160 Ekip LS/I In=63 3p F F)\n500V: Prospective SC current 65kA\n>500V Prospective SC current 18kA","ABB: 1SDA067917R1 (XT2 L 160 Ekip LS/I In=100 3p F F)\n500V: Prospective SC current 65kA\n>500V Prospective SC current 18kA","ABB: 1SDA067918R1 (XT2 L 160 Ekip LS/I In=160 3p F F)\nProspective SC current 65kA\n\n","ABB: 1SDA068555R1 (XT4 L 250 Ekip LS/I In=250 3p F F)\nProspective SC current 65kA\n","ABB: 1SDA054069R1 (T4 L 250 PR221DS-LS/I In=100 3p F F)\n500V: Prospective SC current 65kA\n>500V Prospective SC current 35kA","ABB: 1SDA054070R1 (T4 L 250 PR221DS-LS/I In=160 3p F F)\n500V: Prospective SC current 65kA\n>500V Prospective SC current 35kA","ABB: 1SDA054071R1 (T4 L 250 PR221DS-LS/I In=250 3p F F)\n500V: Prospective SC current 65kA\n>500V Prospective SC current 35kA","ABB: 1SDA054141R1 (T4 L 320 PR221DS-LS/I In=320 3p F F)\nProspective SC current 65kA\n","ABB: 1SDA054365R1 (T5 L 400 PR221DS-LS/I In=400 3p F F)\nProspective SC current 65kA","ABB: 1SDA054420R1 (T5 L 630 PR221DS-LS/I In=630 3p F F)\nProspective SC current 65kA","ABB: 1SDA054412R1 (T5H 630 PR221DS-LS/I In=630 3p F F)","ABB: 1SDA069428R1 (T6V 800 PR221DS-LS/I In=800 3p F F)","ABB: 1SDA062770R1 (T7H 1000 PR231/P LS/I In=1000A 3p F F)","No Moulded case circuit breaker for this drive. Select miniature circuit breaker.","ABB: OS32GD_ (1000V,32A,DIN 000)","ABB: OS63GD_ (1000V,63A,DIN 000)","ABB: OS125GD_ (1000V, 125A, DIN 000,00)","ABB: OS160GD_ (1000V, 160A, DIN 000,00)","ABB: OS250D12_ (1000V, 250A, DIN 0-1)","ABB: OS400D12_ (1000V, 400A, DIN 0-2)","ABB: OS630D12_ (1000V, 630A, DIN 3)",null,"ABB: OT16F3_ (750V,16A)","ABB: OT25F3_ (750V,25A)","ABB: OT63F3_ (750V, 63A)","ABB: OT100F_ (750V, 100A)","ABB: OT160EV_ (1000V, 160A)","ABB: OT250E_ (1000V, 250A)","ABB: OT400E_ (1000V, 400A)","ABB: OT630E_ (1000V, 630A)","ABB: OT800E_ (1000V, 800A)","ABB: OT1000E_ (1000V, 1000A)","ABB: OT16F3_ (750V,16A)","ABB: OT25F3_ (750V,25A)","ABB: OT63F3_ (750V, 63A)","ABB: OT100F_ (750V, 100A)","ABB: OT200U_ (1000V, 200A)","ABB: OT250E_ (1000V, 250A)","ABB: OT400U_ (1000V, 400A)","ABB: OT600U_ (1000V, 600A)","ABB: OT800U_ (1000V, 800A)","ABB: OT1200U_ (1000V, 1200A)","ABB: AF09-30-22-13 (25A,1000V 100-250V/50-60Hz)","ABB: AF12-30-22-13 (28A,1000V 100-250V/50-60Hz)","ABB: AF16-30-22-13 (30A,1000V 100-250V/50-60Hz)","ABB: AF26-30-22-13 (45A,1000V 100-250V/50-60Hz)","ABB: AF30-30-22-13 (50A,1000V 100-250V/50-60Hz)","ABB: AF52-30-22-13 (100A,1000V 100-250V/50-60Hz)","ABB: AF65-30-22-13 (115A,1000V 100-250V/50-60Hz)","ABB: AF75-30-22-70 (125A,1000V 100-250V/50-60Hz)","ABB: AF95-30-22-70 (145A,1000V 100-250V/50-60Hz)","ABB: AF110-30-22-70 (160A,1000V 100-250V/50-60Hz)","ABB: AF146-30-22-13 (250A,1000V 100-250V/50-60Hz)","ABB: AF185-30-22-70 (275A,1000V 100-250V/50-60Hz)","ABB: AF210-30-22-70 (350A,1000V 100-250V/50-60Hz)","ABB: AF265-30-22-13 (400A,1000V 100-250V/50-60Hz)","ABB: AF300-30-22-70 (500A,1000V 100-250V/50-60Hz)","ABB: AF400-30-22-70 (600A,1000V 100-250V/50-60Hz)","ABB: AF460-30-22-70 (700A,1000V 100-250V/50-60Hz)","ABB: AF580-30-22-70 (800A,1000V 100-250V/50-60Hz)","ABB: AF750-30-22-70 (1050A,1000V 100-250V/50-60Hz)","ABB Drives: JBR-01","Danotherm: CBH 360 C T 406 210R","Danotherm: CBR-V 330 D T 406 78R UL","Danotherm: CBR-V 560 D HT 406 39R UL","Danotherm: CBT-H 560 D HT 406 19R","Danotherm: CBT-H 760 D HT 406 16R","BRK-D brake chopper with internal brake resistor","ABB Drives: SACE08RE44","ABB Drives: SACE15RE22","ABB Drives: SACE15RE13","ABB Drives: SAFUR90F575","ABB Drives: SAFUR90F575","ABB Drives: SAFUR80F500","ABB Drives: SAFUR125F500","ABB Drives: SAFUR125F500","ABB Drives: SAFUR200F500","ABB Drives: SAFUR210F575","ABB Drives: SAFUR125F500","ABB Drives: SAFUR200F500","ABB Drives: SAFUR210F575","ABB Drives: NOCH0016-60","ABB Drives: NOCH0030-60","ABB Drives: NOCH0070-60","ABB Drives: NOCH0120-60","ABB Drives: FOCH0260-70","ABB Drives: FOCH0320-50","ABB Drives: FOCH0610-70","ABB Drives: FOCH0875-70","ABB Drives: NOCH0016-62","ABB Drives: NOCH0030-62","ABB Drives: NOCH0070-62","ABB Drives: NOCH0120-62","ABB Drives: NOCH0016-65","ABB Drives: NOCH0030-65","ABB Drives: NOCH0070-65","ABB Drives: NOCH0120-65","TDK: B84143V0006R231","TDK: B84143V0007R231","TDK: B84143V0012R231","TDK: B84143V0016R229","TDK: B84143V0038R231","TDK: B84143V0043R231","TDK: B84143V0064R231","TDK: B84143V0077R231","TDK: B84143V0091R231","TDK: B84143V0145R231","TDK: B84143V0209R231","TDK: B84143V0249R231","TDK: B84143V0390S229","TDK: B84143V0004R229 +B84143Q0002R229","TDK: B84143V0006R229 +B84143Q0002R229","TDK: B84143V0011R229 +B84143Q0004R229","TDK: B84143V0016R229 +B84143Q0006R229","TDK: B84143V0025R229 +B84143Q0008R229","TDK: B84143V0033R229 +B84143Q0008R229","TDK: B84143V0050R229 +B84143Q0010R229","TDK: B84143V0066R229 +B84143Q0010R229","TDK: B84143V0095R229 +B84143Q0012R229","TDK: B84143V0162S229 +B84143Q0014R229","TDK: B84143V0230S229 +B84143Q0016R229","TDK: B84143V0390S229 +B84143Q0018R229"]
[null,"Frame",null,null,null,null,"230/115","230/115","230/115","230/115","230/115","230/115","230/115","230/115","230/115","230/115","230/115","230/115","230/115","230/115","230/115","230/115","230/115","230/115","230/115","230/115","230/115","230/115","230/115","230/115","230/115","230/115","230/115","230/115","230/115","230/115","230/115","230/115","230/115","230/115","230/115","230/115","230/115","230/115","230/115","230/115","230/115","230/115","230/115","230/115","230/115","230/115","230/115","230/115","230/115","230/115","230/115","230/115","230/115","230/115","230/115","230/115","230/115","230/116","230/115","230/115","230/115","230/115","230/115","230/115","230/115","230/115","230/115","230/115","230/115","230/115","230/115","230/115","230/115","230/115","230/115","230/115","230/115","230/115","230/115","230/115","230/115","230/115","230/115","230/115","230/115","230/115","230/115","230/115","230/115","230/115","230/115","230/115","230/115","230/115","230/115","230/115","230/115","230/115","230/115","230/115","230/115","230/115","230/115","230/115","230/115","230/115","230/115","230/115","230/115","230/115","230/115","230/115","230/115","230/115","230/115","230/115","230/115","230/115","230/115","230/115","230/115","230/115","230/115","230/115","230/115","230/115","230/115","230/115","230/115","230/115","230/115","230/115","230/115","230/115","230/115","230/115","230/115","230/115","230/115","230/115","230/115","230/115","230/115","230/115","230/115","230/115","230/115","230/115","230/115","230/115","230/115","230/115","230/115","230/115","230/115","230/115","230/115","230/115","230/115","230/115","230/115","230/115","230/115","230/115","230/115","230/115","230/115","230/115","230/115","230/115","230/115","230/115","230/115","230/115","230/115","230/115","230/115","230/115","230/115","230/115","230/115","230/115","230/115","230/115","230/115","230/115","230/115","230/115","230/115","230/115","230/115","230/115","230/115","230/115","230/115","230/115","230/115","230/115","230/115","230/115","230/115","230/115","230/115","230/115","230/115","230/115","230/115","230/115","230/115","230/115","230/115","230/115","230/115","230/115","230/115","230/115","230/115","230/115","230/115","230/115","230/115","230/115","230/115","230/115","230/115","230/115","230/115","230/115","230/115","230/115","230/116","230/115","230/115","230/115","230/115","230/115","230/115","230/115","230/115","230/115","230/115","230/115","230/115","230/115","230/115","230/115","230/115","230/115","230/115","230/115","230/115","230/115","230/115","230/115","230/115","230/115","230/115","230/115","230/115","230/115","230/115","230/115","230/115","230/115"]
[null,null,null,null,null,"Part number ->",null,null,null,null,null,null,null,null,null,null,null,null,null,null,null,null,null,null,null,null,null,null,null,null,null,null,null,null,null,null,null,null,null,null,"Select aR Fuses",null,null,null,null,null,null,null,null,null,null,null,null,null,null,null,null,null,null,null,null,null,null,null,null,null,null,null,null,null,null,null,null,null,null,null,null,null,null,null,null,null,null,null,null,null,null,null,null,null,null,null,null,null,"UN = 440....480 V","UN = 440....480 V","UN = 440....480 V","UN = 440....480 V","UN = 440....480 V","UN = 440....480 V","UN = 440....480 V","UN = 440....480 V","UN = 440....480 V","UN = 440....480 V","UN = 440....480 V","UN = 440....480 V","UN = 440....480 V","UN = 440....480 V","UN = 440....480 V","UN = 440....480 V","UN = 440....480 V","UN = 440....480 V","UN = 440....480 V","UN = 440....480 V","UN = 440....480 V","UN = 440....480 V","UN = 440....480 V","UN = 440....480 V","UN = 440....480 V","UN = 440....480 V","UN = 440....480 V","UN = 440....480 V",null,null,null,null,null,null,null,null,null,null,null,null,null,null,null,null,null,null,null,null,null,null,null,null,null,null,null,null,null,null,"*) Alternative option","*) Alternative option","*) Alternative option",null,null,null,null,null,null,null,null,null,null,null,null,null,null,null,"Fuses are not included.","Fuses are not included.","Fuses are not included.","Fuses are not included.","Fuses are not included.","Fuses are not included.","Fuses are not included.","Fuses are not included.","Fuses are not included.","Fuses are not included.","Fuses are not included.","Fuses are not included.","Fuses are not included.","Fuses are not included.","Fuses are not included.","Fuses are not included.","Fuses are not included.","Fuses are not included.","Fuses are not included.","Fuses are not included.","≤40 °C","≤40 °C","≤40 °C","≤40 °C","≤40 °C","≤40 °C","≤40 °C","≤40 °C","≤40 °C","≤40 °C","≤40 °C","≤40 °C","≤40 °C","≤40 °C","≤40 °C","≤40 °C","≤40 °C","≤40 °C","≤40 °C","Connected in series","No external brake chopper needed","No external brake chopper needed","No external brake chopper needed","No external brake chopper needed","No external brake chopper needed",null,null,null,null,null,"Connected in series","(with code +D150)","(with code +D150)","+ NBRA-658 brake chopper","+ NBRA-658 brake chopper","+ NBRA-658 brake chopper","+ NBRA-658 brake chopper","+ NBRA-659 brake chopper","+ NBRA-658 brake chopper"]
[]
["UN = 200...240 V (200, 208, 220, 230, 240 V)-IEC Ratings-"]
["ACS580-01-04A7-2","R1",4.7,null,null,null,null,null,null,null,3,null,null,null,null,null,null,null,null,null,null,null,null,null,null,null,null,null,null,null,null,null,null,null,null,null,null,null,null,null,null,null,null,null,null,3,null,null,null,null,null,null,null,null,null,null,null,null,null,null,null,null,null,null,null,null,null,null,null,null,null,null,null,null,null,null,null,null,null,null,null,null,null,null,null,null,null,null,null,null,null,null,null,null,null,null,null,null,null,null,null,null,null,null,null,null,null,null,null,null,null,null,null,null,null,null,null,null,null,null,null,null,null,null,null,null,null,null,null,null,null,null,null,null,null,null,null,null,null,null,null,null,null,null,null,null,null,null,null,null,null,null,null,null,null,null,null,null,null,null,null,null,1,null,null,null,null,null,null,null,1]
["ACS580-01-06A7-2","R1",6.7,null,null,null,null,null,null,null,3,null,null,null,null,null,null,null,null,null,null,null,null,null,null,null,null,null,null,null,null,null,null,null,null,null,null,null,null,null,null,null,null,null,null,3,null,null,null,null,null,null,null,null,null,null,null,null,null,null,null,null,null,null,null,null,null,null,null,null,null,null,null,null,null,null,null,null,null,null,null,null,null,null,null,null,null,null,null,null,null,null,null,null,null,null,null,null,null,null,null,null,null,null,null,null,null,null,null,null,null,null,null,null,null,null,null,null,null,null,null,null,null,null,null,null,null,null,null,null,null,null,null,null,null,null,null,null,null,null,null,null,null,null,null,null,null,null,null,null,null,null,null,null,null,null,null,null,null,null,null,null,1,null,null,null,null,null,null,null,1]
["ACS580-01-07A6-2","R1",7.6,null,null,null,null,null,null,null,3,null,null,null,null,null,null,null,null,null,null,null,null,null,null,null,null,null,null,null,null,null,null,null,null,null,null,null,null,null,null,null,null,null,null,3,null,null,null,null,null,null,null,null,null,null,null,null,null,null,null,null,null,null,null,null,null,null,null,null,null,null,null,null,null,null,null,null,null,null,null,null,null,null,null,null,null,null,null,null,null,null,null,null,null,null,null,null,null,null,null,null,null,null,null,null,null,null,null,null,null,null,null,null,null,null,null,null,null,null,null,null,null,null,null,null,null,null,null,null,null,null,null,null,null,null,null,null,null,null,null,null,null,null,null,null,null,null,null,null,null,null,null,null,null,null,null,null,null,null,null,null,1,null,null,null,null,null,null,null,1]
["ACS580-01-012A-2","R1",12,null,null,null,null,null,null,null,3,null,null,null,null,null,null,null,null,null,null,null,null,null,null,null,null,null,null,null,null,null,null,null,null,null,null,null,null,null,null,null,null,null,null,3,null,null,null,null,null,null,null,null,null,null,null,null,null,null,null,null,null,null,null,null,null,null,null,null,null,null,null,null,null,null,null,null,null,null,null,null,null,null,null,null,null,null,null,null,null,null,null,null,null,null,null,null,null,null,null,null,null,null,null,null,null,null,null,null,null,null,null,null,null,null,null,null,null,null,null,null,null,null,null,null,null,null,null,null,null,null,null,null,null,null,null,null,null,null,null,null,null,null,null,null,null,null,null,null,null,null,null,null,null,null,null,null,null,null,null,null,1,null,null,null,null,null,null,null,1]
["ACS580-01-018A-2","R1",16.899999999999999,null,null,null,null,null,null,null,3,null,null,null,null,null,null,null,null,null,null,null,null,null,null,null,null,null,null,null,null,null,null,null,null,null,null,null,null,null,null,null,null,null,null,3,null,null,null,null,null,null,null,null,null,null,null,null,null,null,null,null,null,null,null,null,null,null,null,null,null,null,null,null,null,null,null,null,null,null,null,null,null,null,null,null,null,null,null,null,null,null,null,null,null,null,null,null,null,null,null,null,null,null,null,null,null,null,null,null,null,null,null,null,null,null,null,null,null,null,null,null,null,null,null,null,null,null,null,null,null,null,null,null,null,null,null,null,null,null,null,null,null,null,null,null,null,null,null,null,null,null,null,null,null,null,null,null,null,null,null,null,1,null,null,null,null,null,null,null,1]
["ACS580-01-025A-2","R2",24.5,null,null,null,null,null,null,null,null,null,3,null,null,null,null,null,null,null,null,null,null,null,null,null,null,null,null,null,null,null,null,null,null,null,null,null,null,null,null,null,null,null,null,null,null,3,null,null,null,null,null,null,null,null,null,null,null,null,null,null,null,null,null,null,null,null,null,null,null,null,null,null,null,null,null,null,null,null,null,null,null,null,null,null,null,null,null,null,null,null,null,null,null,null,null,null,null,null,null,null,null,null,null,null,null,null,null,null,null,null,null,null,null,null,null,null,null,null,null,null,null,null,null,null,null,null,null,null,null,null,null,null,null,null,null,null,null,null,null,null,null,null,null,null,null,null,null,null,null,null,null,null,null,null,null,null,null,null,null,null,null,1,null,null,null,null,null,null,null,1]
["ACS580-01-032A-2","R2",31.2,null,null,null,null,null,null,null,null,null,3,null,null,null,null,null,null,null,null,null,null,null,null,null,null,null,null,null,null,null,null,null,null,null,null,null,null,null,null,null,null,null,null,null,null,3,null,null,null,null,null,null,null,null,null,null,null,null,null,null,null,null,null,null,null,null,null,null,null,null,null,null,null,null,null,null,null,null,null,null,null,null,null,null,null,null,null,null,null,null,null,null,null,null,null,null,null,null,null,null,null,null,null,null,null,null,null,null,null,null,null,null,null,null,null,null,null,null,null,null,null,null,null,null,null,null,null,null,null,null,null,null,null,null,null,null,null,null,null,null,null,null,null,null,null,null,null,null,null,null,null,null,null,null,null,null,null,null,null,null,null,1,null,null,null,null,null,null,null,null,1]
["ACS580-01-047A-2","R3",46.7,null,null,null,null,null,null,null,null,null,null,null,3,null,null,null,null,null,null,null,null,null,null,null,null,null,null,null,null,null,null,null,null,null,null,null,null,null,null,null,null,null,null,null,null,null,3,null,null,null,null,null,null,null,null,null,null,null,null,null,null,null,null,null,null,null,null,null,null,null,null,null,null,null,null,null,null,null,null,null,null,null,null,null,null,null,null,null,null,null,null,null,null,null,null,null,null,null,null,null,null,null,null,null,null,null,null,null,null,null,null,null,null,null,null,null,null,null,null,null,null,null,null,null,null,null,null,null,null,null,null,null,null,null,null,null,null,null,null,null,null,null,null,null,null,null,null,null,null,null,null,null,null,null,null,null,null,null,null,null,null,1,null,null,null,null,null,null,null,null,1]
["ACS580-01-060A-2","R3",60,null,null,null,null,null,null,null,null,null,null,null,3,null,null,null,null,null,null,null,null,null,null,null,null,null,null,null,null,null,null,null,null,null,null,null,null,null,null,null,null,null,null,null,null,null,3,null,null,null,null,null,null,null,null,null,null,null,null,null,null,null,null,null,null,null,null,null,null,null,null,null,null,null,null,null,null,null,null,null,null,null,null,null,null,null,null,null,null,null,null,null,null,null,null,null,null,null,null,null,null,null,null,null,null,null,null,null,null,null,null,null,null,null,null,null,null,null,null,null,null,null,null,null,null,null,null,null,null,null,null,null,null,null,null,null,null,null,null,null,null,null,null,null,null,null,null,null,null,null,null,null,null,null,null,null,null,null,null,null,null,null,1,null,null,null,null,null,null,null,null,1]
["ACS580-01-089A-2","R5",89,null,null,null,null,null,null,null,null,null,null,null,null,null,null,3,null,null,null,null,null,null,null,null,null,null,null,null,null,null,null,null,null,null,null,null,null,null,null,null,null,null,null,null,null,null,null,null,null,null,null,null,3,null,null,null,null,null,null,null,null,null,null,null,null,null,null,null,null,null,null,null,null,null,null,null,null,null,null,null,null,null,null,null,null,null,null,null,null,null,null,null,null,null,null,null,null,null,null,null,null,null,null,null,null,null,null,null,null,null,null,null,null,null,null,null,null,null,null,null,null,null,null,null,null,null,null,null,null,null,null,null,null,null,null,null,null,null,null,null,null,null,null,null,null,null,null,null,null,null,null,null,null,null,null,null,null,null,null,null,null,null,1,null,null,null,null,null,null,null,null,1]
["ACS580-01-115A-2","R5",115,null,null,null,null,null,null,null,null,null,null,null,null,null,null,3,null,null,null,null,null,null,null,null,null,null,null,null,null,null,null,null,null,null,null,null,null,null,null,null,null,null,null,null,null,null,null,null,null,null,null,null,3,null,null,null,null,null,null,null,null,null,null,null,null,null,null,null,null,null,null,null,null,null,null,null,null,null,null,null,null,null,null,null,null,null,null,null,null,null,null,null,null,null,null,null,null,null,null,null,null,null,null,null,null,null,null,null,null,null,null,null,null,null,null,null,null,null,null,null,null,null,null,null,null,null,null,null,null,null,null,null,null,null,null,null,null,null,null,null,null,null,null,null,null,null,null,null,null,null,null,null,null,null,null,null,null,null,null,null,null,null,null,1,null,null,null,null,null,null,null,null,1]
["ACS580-01-144A-2","R6",144,null,null,null,null,null,null,null,null,null,null,null,null,null,null,null,null,3,null,null,null,null,null,null,null,null,null,null,null,null,null,null,null,null,null,null,null,null,null,null,null,null,null,null,null,null,null,null,null,null,null,null,null,null,3,null,null,null,null,null,null,null,null,null,null,null,null,null,null,null,null,null,null,null,null,null,null,null,null,null,null,null,null,null,null,null,null,null,null,null,null,null,null,null,null,null,null,null,null,null,null,null,null,null,null,null,null,null,null,null,null,null,null,null,null,null,null,null,null,null,null,null,null,null,null,null,null,null,null,null,null,null,null,null,null,null,null,null,null,null,null,null,null,null,null,null,null,null,null,null,null,null,null,null,null,null,null,null,null,null,null,null,null,null,1,null,null,null,null,null,null,null,1]
["ACS580-01-171A-2","R7",171,null,null,null,null,null,null,null,null,null,null,null,null,null,null,null,null,null,3,null,null,null,null,null,null,null,null,null,null,null,null,null,null,null,null,null,null,null,null,null,null,null,null,null,null,null,null,null,null,null,null,null,null,null,null,null,null,3,null,null,null,null,null,null,null,null,null,null,null,null,null,null,null,null,null,null,null,null,null,null,null,null,null,null,null,null,null,null,null,null,null,null,null,null,null,null,null,null,null,null,null,null,null,null,null,null,null,null,null,null,null,null,null,null,null,null,null,null,null,null,null,null,null,null,null,null,null,null,null,null,null,null,null,null,null,null,null,null,null,null,null,null,null,null,null,null,null,null,null,null,null,null,null,null,null,null,null,null,null,null,null,null,null,null,1,null,null,null,null,null,null,null,null,1]
["ACS580-01-213A-2","R7",213,null,null,null,null,null,null,null,null,null,null,null,null,null,null,null,null,null,null,3,null,null,null,null,null,null,null,null,null,null,null,null,null,null,null,null,null,null,null,null,null,null,null,null,null,null,null,null,null,null,null,null,null,null,null,null,null,null,3,null,null,null,null,null,null,null,null,null,null,null,null,null,null,null,null,null,null,null,null,null,null,null,null,null,null,null,null,null,null,null,null,null,null,null,null,null,null,null,null,null,null,null,null,null,null,null,null,null,null,null,null,null,null,null,null,null,null,null,null,null,null,null,null,null,null,null,null,null,null,null,null,null,null,null,null,null,null,null,null,null,null,null,null,null,null,null,null,null,null,null,null,null,null,null,null,null,null,null,null,null,null,null,null,null,null,1,null,null,null,null,null,null,null,1]
["ACS580-01-276A-2","R8",276,null,null,null,null,null,null,null,null,null,null,null,null,null,null,null,null,null,null,null,null,3,null,null,null,null,null,null,null,null,null,null,null,null,null,null,null,null,null,null,null,null,null,null,null,null,null,null,null,null,null,null,null,null,null,null,null,null,null,null,null,3,null,null,null,null,null,null,null,null,null,null,null,null,null,null,null,null,null,null,null,null,null,null,null,null,null,null,null,null,null,null,null,null,null,null,null,null,null,null,null,null,null,null,null,null,null,null,null,null,null,null,null,null,null,null,null,null,null,null,null,null,null,null,null,null,null,null,null,null,null,null,null,null,null,null,null,null,null,null,null,null,null,null,null,null,null,null,null,null,null,null,null,null,null,null,null,null,null,null,null,null,null,null,null,1,null,null,null,null,null,null,null,null,1]
["UN = 480 V (380, 400, 415, 440, 480 V) "]
["ACS580-01-02A7-4","R1",2.1,2.4,null,null,3,null,null,null,null,null,null,null,null,null,null,null,null,null,null,null,null,null,null,null,null,null,null,null,null,null,null,null,null,null,null,null,null,null,null,null,null,3,null,null,null,null,null,null,null,null,null,null,null,null,null,null,null,null,null,null,null,null,null,null,null,null,null,null,null,null,null,null,null,3,null,null,null,null,null,null,null,null,null,null,null,null,null,null,null,null,null,null,null,null,null,3,null,null,null,null,null,null,null,null,null,null,null,null,null,null,null,null,null,null,null,null,null,null,null,null,null,1,null,null,null,null,null,null,null,null,null,null,null,null,null,null,null,null,null,null,null,null,null,null,null,null,null,null,null,null,null,null,null,null,null,null,null,null,null,"x",1,null,null,null,null,null,null,null,1,null,null,null,null,null,null,null,null,null,1,null,null,null,null,null,null,null,null,null,1,null,null,null,null,null,null,null,null,null,null,null,null,null,null,null,null,null,null,null,1,null,null,null,null,null,null,null,null,null,null,null,null,null,null,null,null,null,null,1,null,null,null,null,null,null,null,1,null,null,null,1,null,null,null,1,null,null,null,null,null,null,null,null,null,null,null,null,1]
["ACS580-01-03A4-4","R1",3,3.3,null,null,null,3,null,null,null,null,null,null,null,null,null,null,null,null,null,null,null,null,null,null,null,null,null,null,null,null,null,null,null,null,null,null,null,null,null,null,null,3,null,null,null,null,null,null,null,null,null,null,null,null,null,null,null,null,null,null,null,null,null,null,null,null,null,null,null,null,null,null,null,3,null,null,null,null,null,null,null,null,null,null,null,null,null,null,null,null,null,null,null,null,null,3,null,null,null,null,null,null,null,null,null,null,null,null,null,null,null,null,null,null,null,null,null,null,null,null,null,1,null,null,null,null,null,null,null,null,null,null,null,null,null,null,null,null,null,null,null,null,null,null,null,null,null,null,null,null,null,null,null,null,null,null,null,null,null,"x",1,null,null,null,null,null,null,null,1,null,null,null,null,null,null,null,null,null,1,null,null,null,null,null,null,null,null,null,1,null,null,null,null,null,null,null,null,null,null,null,null,null,null,null,null,null,null,null,1,null,null,null,null,null,null,null,null,null,null,null,null,null,null,null,null,null,null,1,null,null,null,null,null,null,null,1,null,null,null,1,null,null,null,1,null,null,null,null,null,null,null,null,null,null,null,null,1]
["ACS580-01-04A1-4","R1",3.4,4,null,null,null,3,null,null,null,null,null,null,null,null,null,null,null,null,null,null,null,null,null,null,null,null,null,null,null,null,null,null,null,null,null,null,null,null,null,null,null,3,null,null,null,null,null,null,null,null,null,null,null,null,null,null,null,null,null,null,null,null,null,null,null,null,null,null,null,null,null,null,null,3,null,null,null,null,null,null,null,null,null,null,null,null,null,null,null,null,null,null,null,null,null,3,null,null,null,null,null,null,null,null,null,null,null,null,null,null,null,null,null,null,null,null,null,null,null,null,null,1,null,null,null,null,null,null,null,null,null,null,null,null,null,null,null,null,null,null,null,null,null,null,null,null,null,null,null,null,null,null,null,null,null,null,null,null,null,"x",1,null,null,null,null,null,null,null,1,null,null,null,null,null,null,null,null,null,1,null,null,null,null,null,null,null,null,null,1,null,null,null,null,null,null,null,null,null,null,null,null,null,null,null,null,null,null,null,1,null,null,null,null,null,null,null,null,null,null,null,null,null,null,null,null,null,null,1,null,null,null,null,null,null,null,1,null,null,null,1,null,null,null,1,null,null,null,null,null,null,null,null,null,null,null,null,1]
["ACS580-01-05A7-4","R1",4.8,5.6,null,null,null,null,3,null,null,null,null,null,null,null,null,null,null,null,null,null,null,null,null,null,null,null,null,null,null,null,null,null,null,null,null,null,null,null,null,null,null,3,null,null,null,null,null,null,null,null,null,null,null,null,null,null,null,null,null,null,null,null,null,null,null,null,null,null,null,null,null,null,null,3,null,null,null,null,null,null,null,null,null,null,null,null,null,null,null,null,null,null,null,null,null,3,null,null,null,null,null,null,null,null,null,null,null,null,null,null,null,null,null,null,null,null,null,null,null,null,null,1,null,null,null,null,null,null,null,null,null,null,null,null,null,null,null,null,null,null,null,null,null,null,null,null,null,null,null,null,null,null,null,null,null,null,null,null,null,"x",1,null,null,null,null,null,null,null,1,null,null,null,null,null,null,null,null,null,1,null,null,null,null,null,null,null,null,null,1,null,null,null,null,null,null,null,null,null,null,null,null,null,null,null,null,null,null,null,1,null,null,null,null,null,null,null,null,null,null,null,null,null,null,null,null,null,null,1,null,null,null,null,null,null,null,1,null,null,null,1,null,null,null,1,null,null,null,null,null,null,null,null,null,null,null,null,null,1]
["ACS580-01-07A3-4","R1",6,7.2,null,null,null,null,3,null,null,null,null,null,null,null,null,null,null,null,null,null,null,null,null,null,null,null,null,null,null,null,null,null,null,null,null,null,null,null,null,null,null,3,null,null,null,null,null,null,null,null,null,null,null,null,null,null,null,null,null,null,null,null,null,null,null,null,null,null,null,null,null,null,null,3,null,null,null,null,null,null,null,null,null,null,null,null,null,null,null,null,null,null,null,null,null,3,null,null,null,null,null,null,null,null,null,null,null,null,null,null,null,null,null,null,null,null,null,null,null,null,null,1,null,null,null,null,null,null,null,null,null,null,null,null,null,null,null,null,null,null,null,null,null,null,null,null,null,null,null,null,null,null,null,null,null,null,null,null,null,"x",1,null,null,null,null,null,null,null,1,null,null,null,null,null,null,null,null,null,1,null,null,null,null,null,null,null,null,null,1,null,null,null,null,null,null,null,null,null,null,null,null,null,null,null,null,null,null,null,null,1,null,null,null,null,null,null,null,null,null,null,null,null,null,null,null,null,null,1,null,null,null,null,null,null,null,1,null,null,null,1,null,null,null,null,1,null,null,null,null,null,null,null,null,null,null,null,null,null,1]
["ACS580-01-09A5-4","R1",7.6,9.4,null,null,null,null,null,3,null,null,null,null,null,null,null,null,null,null,null,null,null,null,null,null,null,null,null,null,null,null,null,null,null,null,null,null,null,null,null,null,null,3,null,null,null,null,null,null,null,null,null,null,null,null,null,null,null,null,null,null,null,null,null,null,null,null,null,null,null,null,null,null,null,3,null,null,null,null,null,null,null,null,null,null,null,null,null,null,null,null,null,null,null,null,null,3,null,null,null,null,null,null,null,null,null,null,null,null,null,null,null,null,null,null,null,null,null,null,null,null,null,1,null,null,null,null,null,null,null,null,null,null,null,null,null,null,null,null,null,null,null,null,null,null,null,null,null,null,null,null,null,null,null,null,null,null,null,null,null,"x",1,null,null,null,null,null,null,null,1,null,null,null,null,null,null,null,null,null,1,null,null,null,null,null,null,null,null,null,1,null,null,null,null,null,null,null,null,null,null,null,null,null,null,null,null,null,null,null,null,1,null,null,null,null,null,null,null,null,null,null,null,null,null,null,null,null,null,1,null,null,null,null,null,null,null,1,null,null,null,1,null,null,null,null,null,1,null,null,null,null,null,null,null,null,null,null,null,null,1]
["ACS580-01-12A7-4","R1",11,12.6,null,null,null,null,null,3,null,null,null,null,null,null,null,null,null,null,null,null,null,null,null,null,null,null,null,null,null,null,null,null,null,null,null,null,null,null,null,null,null,3,null,null,null,null,null,null,null,null,null,null,null,null,null,null,null,null,null,null,null,null,null,null,null,null,null,null,null,null,null,null,null,3,null,null,null,null,null,null,null,null,null,null,null,null,null,null,null,null,null,null,null,null,null,3,null,null,null,null,null,null,null,null,null,null,null,null,null,null,null,null,null,null,null,null,null,null,null,null,null,null,null,1,null,null,null,null,null,null,null,null,null,null,null,null,null,null,null,null,null,null,null,null,null,null,null,null,null,null,null,null,null,null,null,null,null,null,null,"x",1,null,null,null,null,null,null,null,1,null,null,null,null,null,null,null,null,null,1,null,null,null,null,null,null,null,null,null,1,null,null,null,null,null,null,null,null,null,null,null,null,null,null,null,null,null,null,null,null,1,null,null,null,null,null,null,null,null,null,null,null,null,null,null,null,null,null,1,null,null,null,null,null,null,null,1,null,null,null,1,null,null,null,null,null,1,null,null,null,null,null,null,null,null,null,null,null,null,null,1]
["ACS580-01-018A-4","R2",14,17,null,null,null,null,null,null,3,null,null,null,null,null,null,null,null,null,null,null,null,null,null,null,null,null,null,null,null,null,null,null,null,null,null,null,null,null,null,null,null,null,null,3,null,null,null,null,null,null,null,null,null,null,null,null,null,null,null,null,null,null,null,null,null,null,null,null,null,null,null,null,null,null,3,null,null,null,null,null,null,null,null,null,null,null,null,null,null,null,null,null,null,null,null,null,null,null,3,null,null,null,null,null,null,null,null,null,null,null,null,null,null,null,null,null,null,null,null,null,null,null,null,null,null,1,null,null,null,null,null,null,null,null,null,null,null,null,null,null,null,null,null,null,null,null,null,null,null,null,null,null,null,null,null,null,null,null,null,"x",1,null,null,null,null,null,null,null,null,1,null,null,null,null,null,null,null,null,null,1,null,null,null,null,null,null,null,null,1,null,null,null,null,null,null,null,null,null,null,null,null,null,null,null,null,null,null,null,null,null,1,null,null,null,null,null,null,null,null,null,null,null,null,null,null,null,null,null,1,null,null,null,null,null,null,null,1,null,null,null,1,null,null,null,null,null,1,null,null,null,null,null,null,null,null,null,null,null,null,1]
["ACS580-01-026A-4","R2",21,25,null,null,null,null,null,null,null,3,null,null,null,null,null,null,null,null,null,null,null,null,null,null,null,null,null,null,null,null,null,null,null,null,null,null,null,null,null,null,null,null,null,3,null,null,null,null,null,null,null,null,null,null,null,null,null,null,null,null,null,null,null,null,null,null,null,null,null,null,null,null,null,null,3,null,null,null,null,null,null,null,null,null,null,null,null,null,null,null,null,null,null,null,null,null,null,null,3,null,null,null,null,null,null,null,null,null,null,null,null,null,null,null,null,null,null,null,null,null,null,null,null,null,null,null,null,1,null,null,null,null,null,null,null,null,null,null,null,null,null,null,null,null,null,null,null,null,null,null,null,null,null,null,null,null,null,null,null,"x",1,null,null,null,null,null,null,null,null,null,1,null,null,null,null,null,null,null,null,1,null,null,null,null,null,null,null,null,null,1,null,null,null,null,null,null,null,null,null,null,null,null,null,null,null,null,null,null,null,null,1,null,null,null,null,null,null,null,null,null,null,null,null,null,null,null,null,null,1,null,null,null,null,null,null,null,1,null,null,null,1,null,null,null,null,null,null,1,null,null,null,null,null,null,null,null,null,null,null,null,1]
["ACS580-01-033A-4","R3",27,32,null,null,null,null,null,null,null,null,3,null,null,null,null,null,null,null,null,null,null,null,null,null,null,null,null,null,null,null,null,null,null,null,null,null,null,null,null,null,null,null,null,null,null,3,null,null,null,null,null,null,null,null,null,null,null,null,null,null,null,null,null,null,null,null,null,null,null,null,null,null,null,null,null,3,null,null,null,null,null,null,null,null,null,null,null,null,null,null,null,null,null,null,null,null,null,null,null,null,3,null,null,null,null,null,null,null,null,null,null,null,null,null,null,null,null,null,null,null,null,null,null,null,null,null,null,null,null,1,null,null,null,null,null,null,null,null,null,null,null,null,null,null,null,null,null,null,null,null,null,null,null,null,null,null,null,null,null,"x",null,1,null,null,null,null,null,null,null,null,1,null,null,null,null,null,null,null,null,null,1,null,null,null,null,null,null,null,null,null,null,1,null,null,null,null,null,null,null,null,null,null,null,null,null,null,null,null,null,null,null,1,null,null,null,null,null,null,null,null,null,null,null,null,null,null,null,null,null,1,null,null,null,null,null,null,null,1,null,null,null,1,null,null,null,null,null,1,null,null,null,null,null,null,null,null,null,null,null,null,null,1]
["ACS580-01-039A-4","R3",34,38,null,null,null,null,null,null,null,null,null,3,null,null,null,null,null,null,null,null,null,null,null,null,null,null,null,null,null,null,null,null,null,null,null,null,null,null,null,null,null,null,null,null,null,3,null,null,null,null,null,null,null,null,null,null,null,null,null,null,null,null,null,null,null,null,null,null,null,null,null,null,null,null,null,3,null,null,null,null,null,null,null,null,null,null,null,null,null,null,null,null,null,null,null,null,null,null,null,null,null,null,3,null,null,null,null,null,null,null,null,null,null,null,null,null,null,null,null,null,null,null,null,null,null,null,null,null,null,null,null,1,null,null,null,null,null,null,null,null,null,null,null,null,null,null,null,null,null,null,null,null,null,null,null,null,null,null,null,"x",null,1,null,null,null,null,null,null,null,null,1,null,null,null,null,null,null,null,null,null,1,null,null,null,null,null,null,null,null,null,null,null,null,1,null,null,null,null,null,null,null,null,null,null,null,null,null,null,null,null,null,null,1,null,null,null,null,null,null,null,null,null,null,null,null,null,null,null,null,1,null,null,null,null,null,null,null,1,null,null,null,1,null,null,null,null,null,1,null,null,null,null,null,null,null,null,null,null,null,null,null,null,1]
["ACS580-01-046A-4","R3",40,45,null,null,null,null,null,null,null,null,null,null,3,null,null,null,null,null,null,null,null,null,null,null,null,null,null,null,null,null,null,null,null,null,null,null,null,null,null,null,null,null,null,null,null,null,3,null,null,null,null,null,null,null,null,null,null,null,null,null,null,null,null,null,null,null,null,null,null,null,null,null,null,null,null,null,3,null,null,null,null,null,null,null,null,null,null,null,null,null,null,null,null,null,null,null,null,null,null,null,null,null,3,null,null,null,null,null,null,null,null,null,null,null,null,null,null,null,null,null,null,null,null,null,null,null,null,null,null,null,null,null,null,1,null,null,null,null,null,null,null,null,null,null,null,null,null,null,null,null,null,null,null,null,null,null,null,null,null,"x",null,1,null,null,null,null,null,null,null,null,1,null,null,null,null,null,null,null,null,null,1,null,null,null,null,null,null,null,null,null,null,null,null,1,null,null,null,null,null,null,null,null,null,null,null,null,null,null,null,null,null,null,1,null,null,null,null,null,null,null,null,null,null,null,null,null,null,null,null,1,null,null,null,null,null,null,null,1,null,null,null,1,null,null,null,null,null,null,1,null,null,null,null,null,null,null,null,null,null,null,null,null,1]
["ACS580-01-062A-4","R4",52,61,null,null,null,null,null,null,null,null,null,null,null,3,null,null,null,null,null,null,null,null,null,null,null,null,null,null,null,null,null,null,null,null,null,null,null,null,null,null,null,null,null,null,null,null,null,3,null,null,null,null,null,null,null,null,null,null,null,null,null,null,null,null,null,null,null,null,null,null,null,null,null,null,null,null,null,3,null,null,null,null,null,null,null,null,null,null,null,null,null,null,null,null,null,null,null,null,null,null,null,null,null,3,null,null,null,null,null,null,null,null,null,null,null,null,null,null,null,null,null,null,null,null,null,null,null,null,null,null,null,null,null,null,null,null,null,null,null,null,1,null,null,null,null,null,null,null,null,null,null,null,null,null,null,null,null,null,null,"x",null,null,1,null,null,null,null,null,null,null,null,1,null,null,null,null,null,null,null,null,null,1,null,null,null,null,null,null,null,null,null,null,null,1,null,null,null,null,null,null,null,null,null,null,null,null,null,null,null,null,null,null,null,1,null,null,null,null,null,null,null,null,null,null,null,null,null,null,null,1,null,null,null,null,null,null,null,1,null,null,null,1,null,null,null,null,null,null,null,1,null,null,null,null,null,null,null,null,null,null,null,null,null,1]
["ACS580-01-073A-4","R4",65,72,null,null,null,null,null,null,null,null,null,null,null,null,3,null,null,null,null,null,null,null,null,null,null,null,null,null,null,null,null,null,null,null,null,null,null,null,null,null,null,null,null,null,null,null,null,null,3,null,null,null,null,null,null,null,null,null,null,null,null,null,null,null,null,null,null,null,null,null,null,null,null,null,null,null,null,null,3,null,null,null,null,null,null,null,null,null,null,null,null,null,null,null,null,null,null,null,null,null,null,null,null,null,null,3,null,null,null,null,null,null,null,null,null,null,null,null,null,null,null,null,null,null,null,null,null,null,null,null,null,null,null,null,null,null,null,null,null,null,1,null,null,null,null,null,null,null,null,null,null,null,null,null,null,null,null,null,null,"x",null,null,1,null,null,null,null,null,null,null,null,1,null,null,null,null,null,null,null,null,null,1,null,null,null,null,null,null,null,null,null,null,null,1,null,null,null,null,null,null,null,null,null,null,null,null,null,null,null,null,null,null,null,1,null,null,null,null,null,null,null,null,null,null,null,null,null,null,null,null,1,null,null,null,null,null,null,null,1,null,null,null,1,null,null,null,null,null,null,1,null,null,null,null,null,null,null,null,null,null,null,null,null,1]
["ACS580-01-088A-4","R5",77,87,null,null,null,null,null,null,null,null,null,null,null,null,3,null,null,null,null,null,null,null,null,null,null,null,null,null,null,null,null,null,null,null,null,null,null,null,null,null,null,null,null,null,null,null,null,null,null,3,null,null,null,null,null,null,null,null,null,null,null,null,null,null,null,null,null,null,null,null,null,null,null,null,null,null,null,null,null,3,null,null,null,null,null,null,null,null,null,null,null,null,null,null,null,null,null,null,null,null,null,null,null,null,null,null,3,null,null,null,null,null,null,null,null,null,null,null,null,null,null,null,null,null,null,null,null,null,null,null,null,null,null,null,null,null,null,null,null,null,null,1,null,null,null,null,null,null,null,null,null,null,null,null,null,null,null,null,null,"x",null,null,1,null,null,null,null,null,null,null,null,1,null,null,null,null,null,null,null,null,null,null,1,null,null,null,null,null,null,null,null,null,null,null,1,null,null,null,null,null,null,null,null,null,null,null,null,null,null,null,null,null,null,1,null,null,null,null,null,null,null,null,null,null,null,null,null,null,null,null,1,null,null,null,null,null,null,null,1,null,null,null,1,null,null,null,null,null,null,null,1,null,null,null,null,null,null,null,null,null,null,null,null,null,1]
["ACS580-01-106A-4","R5",96,105,null,null,null,null,null,null,null,null,null,null,null,null,null,3,null,null,null,null,null,null,null,null,null,null,null,null,null,null,null,null,null,null,null,null,null,null,null,null,null,null,null,null,null,null,null,null,null,null,null,null,null,null,3,null,null,null,null,null,null,null,null,null,null,null,null,null,null,null,null,null,null,null,null,null,null,null,null,null,3,null,null,null,null,null,null,null,null,null,null,null,null,null,null,null,null,null,null,null,null,null,null,null,null,null,null,null,3,null,null,null,null,null,null,null,null,null,null,null,null,null,null,null,null,null,null,null,null,null,null,null,null,null,null,null,null,null,null,null,null,null,1,null,null,null,null,null,null,null,null,null,null,null,null,null,null,null,null,"x",null,null,1,null,null,null,null,null,null,null,null,null,1,null,null,null,null,null,null,null,null,null,1,null,null,null,null,null,null,null,null,null,null,null,null,null,null,null,1,null,null,null,null,null,null,null,null,null,null,null,null,null,null,null,null,null,null,null,null,null,null,1,null,null,null,null,null,null,null,null,1,null,null,null,null,null,null,null,1,null,null,null,1,null,null,null,null,null,null,null,null,1,null,null,null,null,null,null,null,null,null,null,null,null,1]
["ACS580-01-145A-4","R6",124,145,null,null,null,null,null,null,null,null,null,null,null,null,null,null,3,null,null,null,null,null,null,null,null,null,null,null,null,null,null,null,null,null,null,null,null,null,null,null,null,null,null,null,null,null,null,null,null,null,null,null,null,null,3,null,null,null,null,null,null,null,null,null,null,null,null,null,null,null,null,null,null,null,null,null,null,null,null,null,null,3,null,null,null,null,null,null,null,null,null,null,null,null,null,null,null,null,null,null,null,null,null,null,null,null,null,null,null,3,null,null,null,null,null,null,null,null,null,null,null,null,null,null,null,null,null,null,null,null,null,null,null,null,null,null,null,null,null,null,null,null,null,"x",null,null,null,null,null,1,null,null,null,null,null,null,null,null,null,null,null,null,null,1,null,null,null,null,null,null,null,null,1,null,null,null,null,null,null,null,null,null,1,null,null,null,null,null,null,null,null,null,null,null,null,null,null,null,1,null,null,null,null,null,null,null,null,null,null,null,null,null,null,null,null,null,null,null,null,null,null,1,null,null,null,null,null,null,null,null,null,1,null,null,null,null,null,null,null,null,null,null,null,null,null,null,null,null,null,null,null,null,1,null,null,null,null,null,null,null,null,null,null,null,null,1]
["ACS580-01-169A-4","R7",156,169,null,null,null,null,null,null,null,null,null,null,null,null,null,null,null,null,3,null,null,null,null,null,null,null,null,null,null,null,null,null,null,null,null,null,null,null,null,null,null,null,null,null,null,null,null,null,null,null,null,null,null,null,null,null,null,3,null,null,null,null,null,null,null,null,null,null,null,null,null,null,null,null,null,null,null,null,null,null,null,null,3,null,null,null,null,null,null,null,null,null,null,null,null,null,null,null,null,null,null,null,null,null,null,null,null,null,null,null,3,null,null,null,null,null,null,null,null,null,null,null,null,null,null,null,null,null,null,null,null,null,null,null,null,null,null,null,null,null,null,null,null,"x",null,null,null,null,null,1,null,null,null,null,null,null,null,null,null,null,null,null,null,null,1,null,null,null,null,null,null,null,null,1,null,null,null,null,null,null,null,null,null,null,1,null,null,null,null,null,null,null,null,null,null,null,null,null,1,null,null,null,null,null,null,null,null,null,null,null,null,null,null,null,null,null,null,null,null,null,null,null,1,null,null,null,null,null,null,null,null,1,null,null,null,null,null,null,null,null,null,null,null,null,null,null,null,null,null,null,null,null,null,1,null,null,null,null,null,null,null,null,null,null,null,1]
["ACS580-01-206A-4","R7",180,206,null,null,null,null,null,null,null,null,null,null,null,null,null,null,null,null,null,3,null,null,null,null,null,null,null,null,null,null,null,null,null,null,null,null,null,null,null,null,null,null,null,null,null,null,null,null,null,null,null,null,null,null,null,null,null,null,3,null,null,null,null,null,null,null,null,null,null,null,null,null,null,null,null,null,null,null,null,null,null,null,null,3,null,null,null,null,null,null,null,null,null,null,null,null,null,null,null,null,null,null,null,null,null,null,null,null,null,null,null,null,3,null,null,null,null,null,null,null,null,null,null,null,null,null,null,null,null,null,null,null,null,null,null,null,null,null,null,null,null,null,null,"x",null,null,null,null,null,null,null,null,null,1,null,null,null,null,null,null,null,null,null,null,null,1,null,null,null,null,null,null,null,1,null,null,null,null,null,null,null,null,null,null,1,null,null,null,null,null,null,null,null,null,null,null,null,null,1,null,null,null,null,null,null,null,null,null,null,null,null,null,null,null,null,null,null,null,null,null,null,null,1,null,null,null,null,null,null,null,null,1,null,null,null,null,null,null,null,null,null,null,null,null,null,null,null,null,null,null,null,null,null,1,null,null,null,null,null,null,null,null,null,null,null,null,1]
["ACS580-01-246A-4","R8",240,246,null,null,null,null,null,null,null,null,null,null,null,null,null,null,null,null,null,null,3,null,null,null,null,null,null,null,null,null,null,null,null,null,null,null,null,null,null,null,null,null,null,null,null,null,null,null,null,null,null,null,null,null,null,null,null,null,null,null,3,null,null,null,null,null,null,null,null,null,null,null,null,null,null,null,null,null,null,null,null,null,null,null,3,null,null,null,null,null,null,null,null,null,null,null,null,null,null,null,null,null,null,null,null,null,null,null,null,null,null,null,null,3,null,null,null,null,null,null,null,null,null,null,null,null,null,null,null,null,null,null,null,null,null,null,null,null,null,null,null,null,null,"x",null,null,null,null,null,null,null,null,null,null,1,null,null,null,null,null,null,null,null,null,null,1,null,null,null,null,null,null,null,1,null,null,null,null,null,null,null,null,null,null,1,null,null,null,null,null,null,null,null,null,null,null,null,null,null,null,null,1,null,null,null,null,null,null,null,null,null,null,null,null,null,null,null,null,null,null,null,2,null,null,null,null,null,null,null,null,null,1,null,null,null,null,null,null,null,null,null,null,null,null,null,null,null,null,null,null,null,null,null,1,null,null,null,null,null,null,null,null,null,null,null,null,1]
["ACS580-01-293A-4","R8",260,293,null,null,null,null,null,null,null,null,null,null,null,null,null,null,null,null,null,null,null,null,3,null,null,null,null,null,null,null,null,null,null,null,null,null,null,null,null,null,null,null,null,null,null,null,null,null,null,null,null,null,null,null,null,null,null,null,null,null,null,null,null,null,null,3,null,null,null,null,null,null,null,null,null,null,null,null,null,null,null,null,null,null,null,3,null,null,null,null,null,null,null,null,null,null,null,null,null,null,null,null,null,null,null,null,null,null,null,null,null,null,null,null,3,null,null,null,null,null,null,null,null,null,null,null,null,null,null,null,null,null,null,null,null,null,null,null,null,null,null,null,null,"x",null,null,null,null,null,null,null,null,null,null,null,1,null,null,null,null,null,null,null,null,null,null,1,null,null,null,null,null,null,null,1,null,null,null,null,null,null,null,null,null,1,null,null,null,null,null,null,null,null,null,null,null,null,null,null,null,null,1,null,null,null,null,null,null,null,null,null,null,null,null,null,null,null,null,null,null,null,null,null,2,null,null,null,null,null,null,null,1,null,null,null,null,null,null,null,null,null,null,null,null,null,null,null,null,null,null,null,null,null,null,1,null,null,null,null,null,null,null,null,null,null,null,null,1]
["ACS580-01-363A-4","R9",361,363,null,null,null,null,null,null,null,null,null,null,null,null,null,null,null,null,null,null,null,null,null,3,null,null,null,null,null,null,null,null,null,null,null,null,null,null,null,null,null,null,null,null,null,null,null,null,null,null,null,null,null,null,null,null,null,null,null,null,null,null,null,null,null,null,null,3,null,null,null,null,null,null,null,null,null,null,null,null,null,null,null,null,null,null,3,null,null,null,null,null,null,null,null,null,null,null,null,null,null,null,null,null,null,null,null,null,null,null,null,null,null,null,null,3,null,null,null,null,null,null,null,null,null,null,null,null,null,null,null,null,null,null,null,null,null,null,null,null,null,null,null,"x",null,null,null,null,null,null,null,null,null,null,null,1,null,null,null,null,null,null,null,null,null,null,1,null,null,null,null,null,null,null,1,null,null,null,null,null,null,null,null,null,null,1,null,null,null,null,null,null,null,null,null,null,null,null,null,null,null,null,null,1,null,null,null,null,null,null,null,null,null,null,null,null,null,null,null,null,null,null,null,null,null,2,null,null,null,null,null,null,1,null,null,null,null,null,null,null,null,null,null,null,null,null,null,null,null,null,null,null,null,null,null,1,null,null,null,null,null,null,null,null,null,null,null,1]
["ACS580-01-430A-4","R9",414,430,null,null,null,null,null,null,null,null,null,null,null,null,null,null,null,null,null,null,null,null,null,null,"3",null,null,null,null,null,null,null,null,null,null,null,null,null,null,null,null,null,null,null,null,null,null,null,null,null,null,null,null,null,null,null,null,null,null,null,null,null,null,null,null,null,null,null,null,3,null,null,null,null,null,null,null,null,null,null,null,null,null,null,null,null,null,3,null,null,null,null,null,null,null,null,null,null,null,null,null,null,null,null,null,null,null,null,null,null,null,null,null,null,null,null,3,null,null,null,null,null,null,null,null,null,null,null,null,null,null,null,null,null,null,null,null,null,null,null,null,null,null,"x",null,null,null,null,null,null,null,null,null,null,null,1,null,null,null,null,null,null,null,null,null,null,1,null,null,null,null,null,null,null,null,1,null,null,null,null,null,null,null,null,null,1,null,null,null,null,null,null,null,null,null,null,null,null,null,null,null,null,null,1,null,null,null,null,null,null,null,null,null,null,null,null,null,null,null,null,null,null,null,null,null,2,null,null,null,null,null,null,1,null,null,null,null,null,null,null,null,null,null,null,null,null,null,null,null,null,null,null,null,null,null,1,null,null,null,null,null,null,null,null,null,null,null,1]
["ACS580-04-505A-4","R10",483,505,null,null,null,null,null,null,null,null,null,null,null,null,null,null,null,null,null,null,null,null,null,null,null,null,null,null,null,null,null,null,null,null,null,null,null,null,"x",null,null,null,null,null,null,null,null,null,null,null,null,null,null,null,null,null,null,null,null,null,null,null,null,null,null,null,null,null,null,null,null,null,3,null,null,null,null,null,null,null,null,null,null,null,null,null,null,null,3,null,null,null,null,null,null,null,null,null,null,null,null,null,null,null,null,null,null,null,null,null,null,null,null,null,null,null,null,null,null,null,null,null,null,null,null,null,null,null,null,null,null,null,null,null,null,null,null,null,null,null,null,null,null,"x",null,null,null,null,null,null,null,null,null,null,null,null,1,null,null,null,null,null,null,null,null,null,null,null,null,null,null,null,null,null,null,1,null,null,null,null,null,null,null,null,null,1,null,null,null,null,null,null,null,null,null,null,null,null,null,null,null,null,null,null,null,null,null,null,null,null,null,null,null,null,null,null,null,null,null,null,null,null,null,null,2,null,null,null,null,null,null,null,null,1]
["ACS580-04-585A-4","R10",573,585,null,null,null,null,null,null,null,null,null,null,null,null,null,null,null,null,null,null,null,null,null,null,null,null,null,null,null,null,null,null,null,null,null,null,null,null,"x",null,null,null,null,null,null,null,null,null,null,null,null,null,null,null,null,null,null,null,null,null,null,null,null,null,null,null,null,null,null,null,null,null,3,null,null,null,null,null,null,null,null,null,null,null,null,null,null,null,null,3,null,null,null,null,null,null,null,null,null,null,null,null,null,null,null,null,null,null,null,null,null,null,null,null,null,null,null,null,null,null,null,null,null,null,null,null,null,null,null,null,null,null,null,null,null,null,null,null,null,null,null,null,null,"x",null,null,null,null,null,null,null,null,null,null,null,null,null,1,null,null,null,null,null,null,null,null,null,null,null,null,null,null,null,null,null,1,null,null,null,null,null,null,null,null,null,1,null,null,null,null,null,null,null,null,null,null,null,null,null,null,null,null,null,null,null,null,null,null,null,null,null,null,null,null,null,null,null,null,null,null,null,null,null,null,null,2,null,null,null,null,null,null,null,1]
["ACS580-04-650A-4","R10",623,650,null,null,null,null,null,null,null,null,null,null,null,null,null,null,null,null,null,null,null,null,null,null,null,null,null,null,null,null,null,null,null,null,null,null,null,null,"x",null,null,null,null,null,null,null,null,null,null,null,null,null,null,null,null,null,null,null,null,null,null,null,null,null,null,null,null,null,null,null,null,null,3,null,null,null,null,null,null,null,null,null,null,null,null,null,null,null,null,3,null,null,null,null,null,null,null,null,null,null,null,null,null,null,null,null,null,null,null,null,null,null,null,null,null,null,null,null,null,null,null,null,null,null,null,null,null,null,null,null,null,null,null,null,null,null,null,null,null,null,null,null,null,"x",null,null,null,null,null,null,null,null,null,null,null,null,null,1,null,null,null,null,null,null,null,null,null,null,null,null,null,null,null,null,null,null,1,null,null,null,null,null,null,null,null,null,1,null,null,null,null,null,null,null,null,null,null,null,null,null,null,null,null,null,null,null,null,null,null,null,null,null,null,null,null,null,null,null,null,null,null,null,null,null,null,2,null,null,null,null,null,null,null,1]
["ACS580-04-725A-4","R11",705,725,null,null,null,null,null,null,null,null,null,null,null,null,null,null,null,null,null,null,null,null,null,null,null,null,null,null,null,null,null,null,null,null,null,null,null,null,"x",null,null,null,null,null,null,null,null,null,null,null,null,null,null,null,null,null,null,null,null,null,null,null,null,null,null,null,null,null,null,null,null,null,null,null,null,null,null,null,null,null,null,null,null,null,null,null,null,null,null,null,3,null,null,null,null,null,null,null,null,null,null,null,null,null,null,null,null,null,null,null,null,null,null,null,null,null,null,null,null,null,null,null,null,null,null,null,null,null,null,null,null,null,null,null,null,null,null,null,null,null,null,null,null,"x",null,null,null,null,null,null,null,null,null,null,null,null,null,null,1,null,null,null,null,null,null,null,null,null,null,null,null,null,null,null,null,null,1,null,null,null,null,null,null,null,null,null,1,null,null,null,null,null,null,null,null,null,null,null,null,null,null,null,null,null,null,null,null,null,null,null,null,null,null,null,null,null,null,null,null,null,null,null,null,null,null,3,null,null,null,null,null,null,null,null,1]
["ACS580-04-820A-4","R11",807,820,null,null,null,null,null,null,null,null,null,null,null,null,null,null,null,null,null,null,null,null,null,null,null,null,null,null,null,null,null,null,null,null,null,null,null,null,"x",null,null,null,null,null,null,null,null,null,null,null,null,null,null,null,null,null,null,null,null,null,null,null,null,null,null,null,null,null,null,null,null,null,null,null,null,null,null,null,null,null,null,null,null,null,null,null,null,null,null,null,null,3,null,null,null,null,null,null,null,null,null,null,null,null,null,null,null,null,null,null,null,null,null,null,null,null,null,null,null,null,null,null,null,null,null,null,null,null,null,null,null,null,null,null,null,null,null,null,null,null,null,null,null,"x",null,null,null,null,null,null,null,null,null,null,null,null,null,null,1,null,null,null,null,null,null,null,null,null,null,null,null,null,null,null,null,null,null,1,null,null,null,null,null,null,null,null,null,1,null,null,null,null,null,null,null,null,null,null,null,null,null,null,null,null,null,null,null,null,null,null,null,null,null,null,null,null,null,null,null,null,null,null,null,null,null,3,null,null,null,null,null,null,null,null,1]
["ACS580-04-880A-4","R11",807,880,null,null,null,null,null,null,null,null,null,null,null,null,null,null,null,null,null,null,null,null,null,null,null,null,null,null,null,null,null,null,null,null,null,null,null,null,"x",null,null,null,null,null,null,null,null,null,null,null,null,null,null,null,null,null,null,null,null,null,null,null,null,null,null,null,null,null,null,null,null,null,null,null,null,null,null,null,null,null,null,null,null,null,null,null,null,null,null,null,null,3,null,null,null,null,null,null,null,null,null,null,null,null,null,null,null,null,null,null,null,null,null,null,null,null,null,null,null,null,null,null,null,null,null,null,null,null,null,null,null,null,null,null,null,null,null,null,null,null,null,null,null,"x",null,null,null,null,null,null,null,null,null,null,null,null,null,null,1,null,null,null,null,null,null,null,null,null,null,null,null,null,null,null,null,null,null,1,null,null,null,null,null,null,null,null,null,1,null,null,null,null,null,null,null,null,null,null,null,null,null,null,null,null,null,null,null,null,null,null,null,null,null,null,null,null,null,null,null,null,null,null,null,null,null,3,null,null,null,null,null,null,null,null,1]

{"sheet":"ACH580-01_04","index":7,"n_rows":54,"n_cols":270,"rows_kept":54,"cut":false,"hidden":false,"merged":[[2,245,2,269],[2,170,2,179],[2,209,2,228],[2,229,2,244],[2,180,2,189],[2,190,2,208],[2,6,2,40],[2,41,2,74],[2,94,2,121],[2,146,2,161],[2,162,2,169],[2,75,2,93],[2,122,2,145]]}
[null,null,null,null,"Main Cable",null,"Main Fuses (gG)",null,null,null,null,null,null,null,null,null,null,null,null,null,null,null,null,null,null,null,null,null,null,null,null,null,null,null,null,null,null,null,null,null,null,"Main Fuses (aR) (BLADE style DIN 43620 )",null,null,null,null,null,null,null,null,null,null,null,null,null,null,null,null,null,null,null,null,null,null,null,null,null,null,null,null,null,null,null,null,null,"Main Fuses (aR) (BOLTED tags DIN 43653 )",null,null,null,null,null,null,null,null,null,null,null,null,null,null,null,null,null,null,"Main Fuses (UL)",null,null,null,null,null,null,null,null,null,null,null,null,null,null,null,null,null,null,null,null,null,null,null,null,null,null,null,"Miniature circuit breaker",null,null,null,null,null,null,null,null,null,null,null,null,null,null,null,null,null,null,null,null,null,null,null,"Moulded Case Circuit Breaker",null,null,null,null,null,null,null,null,null,null,null,null,null,null,null,"Mains Switch for gG fuse",null,null,null,null,null,null,null,"Mains Switch  ",null,null,null,null,null,null,null,null,null,"Mains Switch UL",null,null,null,null,null,null,null,null,null,"Main Contactor",null,null,null,null,null,null,null,null,null,null,null,null,null,null,null,null,null,null,"Braking Resistor",null,null,null,null,null,null,null,null,null,null,null,null,null,null,null,null,null,null,null,"Output Chokes (du/dt filters)",null,null,null,null,null,null,null,null,null,null,null,null,null,null,null,"Sine Filter"]
[]
["Type",null,null,"Current ratings","Mains cable *",null,"gG Fuses (see footnotes)",null,null,null,null,null,null,null,null,null,null,null,null,null,null,null,null,null,null,null,null,null,null,null,null,null,null,null,null,null,null,null,null,null,null,"aR Fuses(see footnotes)",null,null,null,null,null,null,null,null,null,null,null,null,null,null,null,null,null,null,null,null,null,null,null,null,null,null,null,null,null,null,null,null,null,"aR Fuses",null,null,null,null,null,null,null,null,null,null,null,null,null,null,null,null,null,null,"UL-class Fuses",null,null,null,null,null,null,null,null,null,null,null,null,null,null,null,null,null,null,null,null,null,null,null,null,null,null,null,"Miniature circuit breaker",null,null,null,null,null,null,null,null,null,null,null,null,null,null,null,null,null,null,null,null,null,null,null,"Tmax Moulded Case Circuit Breaker",null,null,null,null,null,null,null,null,null,null,null,null,null,null,null,"Switch Fuse",null,null,null,null,null,null,null,"Switch",null,null,null,null,null,null,null,null,null,"Switch UL",null,null,null,null,null,null,null,null,null,"Contactor",null,null,null,null,null,null,null,null,null,null,null,null,null,null,null,null,null,null,"Braking Resistor",null,null,null,null,null,null,null,null,null,null,null,null,null,null,null,null,null,null,null,"du/dt filters",null,null,null,null,null,null,null,null,null,null,null,null,null,null,null,"Sine Filter"]
[null,null,null,null,null,null,"gG Fuses","gG Fuses","gG Fuses","gG Fuses","gG Fuses","gG Fuses","gG Fuses","gG Fuses","gG Fuses","gG Fuses","gG Fuses","gG Fuses","gG Fuses","gG Fuses","gG Fuses","gG Fuses","gG Fuses","gG Fuses","gG Fuses","gG Fuses","gG Fuses","gG Fuses","gG Fuses","gG Fuses","gG Fuses","gG Fuses","gG Fuses","gG Fuses","gG Fuses","gG Fuses","gG Fuses","gG Fuses","gG Fuses","gG Fuses","gG Fuses","aR Fuses","aR Fuses","aR Fuses","aR Fuses","aR Fuses","aR Fuses","aR Fuses","aR Fuses","aR Fuses","aR Fuses","aR Fuses","aR Fuses","aR Fuses","aR Fuses","aR Fuses","aR Fuses","aR Fuses","aR Fuses","aR Fuses","aR Fuses","aR Fuses","aR Fuses","aR Fuses","aR Fuses","aR Fuses","aR Fuses","aR Fuses","aR Fuses","aR Fuses","aR Fuses","aR Fuses","aR Fuses","aR Fuses","aR Fuses","aR Fuses","aR Fuses","aR Fuses","aR Fuses","aR Fuses","aR Fuses","aR Fuses","aR Fuses","aR Fuses","aR Fuses","aR Fuses","aR Fuses","aR Fuses","aR Fuses","aR Fuses","aR Fuses","aR Fuses","aR Fuses","aR Fuses","T-class","T-class","T-class","T-class","T-class","T-class","T-class","T-class","T-class","T-class","T-class","T-class","T-class","T-class","T-class","T-class","T-class","T-class","T-class","T-class","T-class","T-class","T-class","T-class","T-class","L-class","L-class","L-class","Miniature circuit breaker","Miniature circuit breaker","Miniature circuit breaker","Miniature circuit breaker","Miniature circuit breaker","Miniature circuit breaker","Miniature circuit breaker","Miniature circuit breaker","Miniature circuit breaker","Miniature circuit breaker","Miniature circuit breaker","Miniature circuit breaker","Miniature circuit breaker","Miniature circuit breaker","Miniature circuit breaker","Miniature circuit breaker","Miniature circuit breaker","Miniature circuit breaker","Miniature circuit breaker","Miniature circuit breaker","Miniature circuit breaker","Miniature circuit breaker","Miniature circuit breaker",null,"Tmax Moulded Case Circuit Breaker","Tmax Moulded Case Circuit Breaker","Tmax Moulded Case Circuit Breaker","Tmax Moulded Case Circuit Breaker","Tmax Moulded Case Circuit Breaker","Tmax Moulded Case Circuit Breaker","Tmax Moulded Case Circuit Breaker","Tmax Moulded Case Circuit Breaker","Tmax Moulded Case Circuit Breaker","Tmax Moulded Case Circuit Breaker","Tmax Moulded Case Circuit Breaker","Tmax Moulded Case Circuit Breaker","Tmax Moulded Case Circuit Breaker","Tmax Moulded Case Circuit Breaker","Tmax Moulded Case Circuit Breaker",null,"Switch Fuse","Switch Fuse","Switch Fuse","Switch Fuse","Switch Fuse","Switch Fuse","Switch Fuse","Switch Fuse","Switch-disconnector","Switch-disconnector","Switch-disconnector","Switch-disconnector","Switch-disconnector","Switch-disconnector","Switch-disconnector","Switch-disconnector","Switch-disconnector","Switch-disconnector","Switch-disconnector","Switch-disconnector","Switch-disconnector","Switch-disconnector","Switch-disconnector","Switch-disconnector","Switch-disconnector","Switch-disconnector","Switch-disconnector","Switch-disconnector","Contactor","Contactor","Contactor","Contactor","Contactor","Contactor","Contactor","Contactor","Contactor","Contactor","Contactor","Contactor","Contactor","Contactor","Contactor","Contactor","Contactor","Contactor","Contactor","Braking Resistor","Braking Resistor","Braking Resistor","Braking Resistor","Braking Resistor","Braking Resistor","Braking Resistor","Braking Resistor","Braking Resistor","Braking Resistor","Braking Resistor","Braking Resistor","Braking Resistor","Braking Resistor","Braking Resistor","Braking Resistor","Braking Resistor","Braking Resistor","Braking Resistor","Braking Resistor","du/dt filters unprotected (IP00)","du/dt filters unprotected (IP00)","du/dt filters unprotected (IP00)","du/dt filters unprotected (IP00)","du/dt filters unprotected (IP00)","du/dt filters unprotected (IP00)","du/dt filters unprotected (IP00)","du/dt filters unprotected (IP00)","du/dt filters protected (IP22)","du/dt filters protected (IP22)","du/dt filters protected (IP22)","du/dt filters protected (IP22)","du/dt filters protected (IP54)","du/dt filters protected (IP54)","du/dt filters protected (IP54)","du/dt filters protected (IP54)","Sine Filter (IP00)","Sine Filter (IP00)","Sine Filter (IP00)","Sine Filter (IP00)","Sine Filter (IP00)","Sine Filter (IP00)","Sine Filter (IP00)","Sine Filter (IP00)","Sine Filter (IP00)","Sine Filter (IP00)","Sine Filter (IP00)","Sine Filter (IP00)","Sine Filter (IP00)","Sine Filter (IP21)","Sine Filter (IP21)","Sine Filter (IP21)","Sine Filter (IP21)","Sine Filter (IP21)","Sine Filter (IP21)","Sine Filter (IP21)","Sine Filter (IP21)","Sine Filter (IP21)","Sine Filter (IP21)","Sine Filter (IP21)","Sine Filter (IP21)"]
[null,null,"I1N","I2cont.max",null,null,"ABB: OFAF000H4 4A, 500V, 55A2s","ABB: OFAF000H6 6A, 500V, 110A2s","ABB: OFAF000H10 10A, 500V, 360A2s","ABB: OFAF000H16 16A, 500V, 740A2s","ABB: OFAF000H25 25A, 500V, 2,5kA2s","ABB: OFAF000H32 32A, 500V, 4kA2s","ABB: OFAF000H40 40A, 500V, 7,7A2s","ABB: OFAF000H50 50A, 500V, 16kA2s","ABB: OFAF000H63 63A, 500V, 20,1kA2s","ABB: OFAF000H80 80A, 500V, 37,5kA2s","ABB: OFAF000H100 100A, 500V, 65kASs","ABB: OFAF00H125 125A, 500V, 103kA2s","ABB: OFAF00H160 160A, 500V, 185kA2s","ABB: OFAF0H200 200A, 500V, 300kA2s","ABB: OFAF0H250 250A, 500V, 600kA2s","ABB: OFAF1H315 315A, 500V, 710kA2s","ABB: OFAF1H355 355A, 500V, 920kA2s","ABB: OFAF2H400 400A, 500V, 1000kA2s","ABB: OFAF2H425 425A, 500V, 1300kA2s","ABB: OFAF2H500 500A, 500V, 2000kA2s","ABB: OFAF3H630 630A, 500V, 2800kA2s","ABB: OFAA000GG16 16A, 690V, 1,2kA2s","ABB: OFAA000GG20 20A, 690V, 2,4kA2s","ABB: OFAA000GG25 25A, 690V, 4kA2s","ABB: OFAA000GG35 35A, 690V, 12kA2s","ABB: OFAA000GG50 50A, 690V, 24kA2s","ABB: OFAA000GG63 63A, 690V, 30kA2s","ABB: OFAA0GG80 16A, 690V, 51kA2s","ABB: OFAA0GG100 100A, 690V, 95kA2s","ABB: OFAA1GG160 160A, 690V, 240kA2s","ABB: OFAA1GG200 200A, 690V, 350kA2s","ABB: OFAA1GG250 250A, 690V, 700kA2s","ABB: OFAA2GG315 315A, 690V, 850kA2s","ABB: OFAA3GG400 400A, 690V, 1300kA2s","gG fuse is too slow for this drive","Bussmann: 170M1559 16A, 690V, 48A2s","Bussmann: 170M1560 20A, 690V, 78A2s","Bussmann: 170M1561 25A, 690V, 130A2s","Bussmann: 170M1562 32A, 690V, 270A2s","Bussmann: 170M1563 40A, 690V, 460A2s","Bussmann: 170M1564 50A, 690V, 770A2s","Bussmann: 170M1565 63A, 690V, 1450A2s","Bussmann: 170M1566 80A, 690V, 2550A2s","Bussmann: 170M1567 100A, 690V, 4650A2s","Bussmann: 170M1568 125A, 690V, 8500A2s","Bussmann: 170M1569 160A, 690V, 16kA2s","Bussmann: 170M3813 125A, 690V, 3700A2s","Bussmann: 170M3814 160A, 690V, 7500A2s","Bussmann: 170M3815 200A, 690V, 15kA2s","Bussmann: 170M3816 250A, 690V, 28500A2s","Bussmann: 170M3817 315A, 690V, 46500A2s","Bussmann: 170M3818 350A, 690V, 68500A2s","Bussmann: 170M5808 400A, 690V, 74kA2s","Bussmann: 170M5809 450A, 690V, 105kA2s","Bussmann: 170M5810 500A, 690V, 145kA2s","Bussmann: 170M5811 550A, 690V, 190kA2s","Bussmann: 170M5812 630A, 690V, 275kA2s","Bussmann: 170M6810 630A, 690V, 220kA2s","Bussmann: 170M6810D 630A, 690V, 490 kA2s","Bussmann: 170M5813 700A, 690V, 405kA2s","Bussmann: 170M6811D 700A, 690V, 320 kA2s","Bussmann: 170M6812D 800A, 690V, 490 kA2s","Bussmann: 170M6813D 900A, 690V, 720 kA2s","Bussmann: 170M6814D 1000A, 690V, 985 kA2s","Bussmann: 170M6892D 1100A, 690V, 1400 kA2s","Bussmann: 170M8554D 1250A, 690V, 2150 kA2s","Bussmann: 170M8555D 1400A, 690V,2700 kA2s","Bussmann: 170M8556D 1500A, 690V,3350 kA2s","Bussmann: 170M8557D 1600A, 690V,4150 kA2s","Bussmann: 170M1311\n25A, 690V, 0,130 kA2s","Bussmann: 170M1313\n40A, 690V, 0,46 kA2s","Bussmann: 170M1315\n63A, 690V, 1,45 kA2s","Bussmann: 170M1316\n80A, 690V, 2,55 kA2s","Bussmann: 170M1417\n100A, 690V, 4,65 kA2s","Bussmann: 170M1318\n125A, 690V, 8,5 kA2s","Bussmann: 170M1319\n160A, 690V, 16 kA2s","Bussmann: 170M3015\n200A, 690V, 15 kA2s","Bussmann: 170M3016\n250A, 690V, 28,5 kA2s","Bussmann: 170M3017\n315A, 690V, 46,5 kA2s","Bussmann: 170M3018\n350A, 690V, 68,5 kA2s","Bussmann: 170M5009\n450A, 690V, 105 kA2s","Bussmann: 170M5010\n500A, 690V, 145 kA2s","Bussmann: 170M5012\n630A, 690V, 275 kA2s","Bussmann: 170M5013\n700A, 690V, 405 kA2s","Bussmann: 170M6012\n800A, 690V, 465 kA2s","Bussmann: 170M6014\n1000A, 690V, 945 kA2s","Bussmann: 170M6016\n1250A, 690V, 1950 kA2s","Bussmann: 170M6269\n1600A, 690V, 3900 kA2s","Bussmann: JJS-3 3A, 600V","Bussmann: JJS-6 6A, 600V","Bussmann: JJS-10 10A, 600V","Bussmann: JJS-15 15A, 600V","Bussmann: JJS-20 20A, 600V","Bussmann: JJS-25 25A, 600V","Bussmann: JJS-30 30A, 600V","Bussmann: JJS-35 35A, 600V","Bussmann: JJS-40 40A, 600V","Bussmann: JJS-50 50A, 600V","Bussmann: JJS-60 60A, 600V","Bussmann: JJS-80 80A, 600V","Bussmann: JJS-90 90A, 600V","Bussmann: JJS-100 100A, 600V","Bussmann: JJS-110 110A, 600V","Bussmann: JJS-125 125A, 600V","Bussmann: JJS-150 150A, 600V","Bussmann:  JJS-200 200A, 600V","Bussmann: JJS-225 225A, 600V","Bussmann: JJS-250 250A, 600V","Bussmann: JJS-300 300A, 600V","Bussmann: JJS-350 350A, 600V","Bussmann: JJS-400 400A, 600V","Bussmann: JJS-500 500A, 600V","Bussmann: JJS-600 600A, 600V","Ferraz: A4BY800    800A, 600V ","Ferraz: A4BY900    900A, 600V ","Ferraz: A4BY1000    1000A, 600V ","ABB: S 203P-Z 10 (prospective SC current 25kA)","ABB: S 203P-B/C/Z 10 (prospective SC current 20kA)","ABB: S 203P-Z 16 (prospective SC current 25kA)","ABB: S 203P-B/C/Z 16 (prospective SC current 20kA)","ABB: S 203P-Z 20 (prospective SC current 25kA)","ABB: S 203P-B/C/Z 20 (prospective SC current 20kA)","ABB: S 203P-Z 25 (prospective SC current 25kA)","ABB: S 203P-B/C/Z 25 (prospective SC current 20kA)","ABB: S 203P-Z 32 (prospective SC current 15kA)","ABB: S 203P-B/C/Z 32 (prospective SC current 12kA)","ABB: S 203P-Z 40 (prospective SC current 15kA)","ABB: S 203P-B/C/Z 40 (prospective SC current 12kA)","ABB: S 203P-Z 50 (prospective SC current 15kA)","ABB: S 203P-B/C/Z 50 (prospective SC current 12kA)","ABB: S 203 M/P-B/C 50 (prospective SC current 5kA)","ABB: S 203 M/P-B/C 63 (prospective SC current 5kA)","ABB: S 803 S-B/C 6 (prospective SC current 10kA)","ABB: S 803 S-B/C 10 (prospective SC current 10kA)","ABB: S 803 S-B/C 13 (prospective SC current 10kA)","ABB: S 803 S-B/C 20 (prospective SC current 10kA, >500V 4kA)","ABB: S 803 S-B/C 80 (prospective SC current 10kA, >500V 4kA)","ABB: S 803 S-B/C 100 (prospective SC current 50kA, >500V 3kA)","ABB: S 803 S-B/C 125 (prospective SC current 10kA, >500V 3kA)","No miniature breaker for this drive. Select molded case breaker.","ABB: 1SDA067914R1 (XT2 L 160 Ekip LS/I In=10 3p F F) \n500V: Prospective SC current 65kA\n>500V Prospective SC current 18kA","ABB: 1SDA067915R1 (XT2 L 160 Ekip LS/I In=25 3p F F)\n500V: Prospective SC current 65kA\n>500V Prospective SC current 18kA","ABB: 1SDA067916R1 (XT2 L 160 Ekip LS/I In=63 3p F F)\n500V: Prospective SC current 65kA\n>500V Prospective SC current 18kA","ABB: 1SDA067917R1 (XT2 L 160 Ekip LS/I In=100 3p F F)\n500V: Prospective SC current 65kA\n>500V Prospective SC current 18kA","ABB: 1SDA067918R1 (XT2 L 160 Ekip LS/I In=160 3p F F)\nProspective SC current 65kA\n\n","ABB: 1SDA068555R1 (XT4 L 250 Ekip LS/I In=250 3p F F)\nProspective SC current 65kA\n","ABB: 1SDA054069R1 (T4 L 250 PR221DS-LS/I In=100 3p F F)\n500V: Prospective SC current 65kA\n>500V Prospective SC current 35kA","ABB: 1SDA054070R1 (T4 L 250 PR221DS-LS/I In=160 3p F F)\n500V: Prospective SC current 65kA\n>500V Prospective SC current 35kA","ABB: 1SDA054071R1 (T4 L 250 PR221DS-LS/I In=250 3p F F)\n500V: Prospective SC current 65kA\n>500V Prospective SC current 35kA","ABB: 1SDA054141R1 (T4 L 320 PR221DS-LS/I In=320 3p F F)\nProspective SC current 65kA\n","ABB: 1SDA054365R1 (T5 L 400 PR221DS-LS/I In=400 3p F F)\nProspective SC current 65kA","ABB: 1SDA054420R1 (T5 L 630 PR221DS-LS/I In=630 3p F F)\nProspective SC current 65kA","ABB: 1SDA054412R1 (T5H 630 PR221DS-LS/I In=630 3p F F)","ABB: 1SDA069428R1 (T6V 800 PR221DS-LS/I In=800 3p F F)","ABB: 1SDA062770R1 (T7H 1000 PR231/P LS/I In=1000A 3p F F)","No Moulded case circuit breaker for this drive. Select miniature circuit breaker.","ABB: OS32GD_ (1000V,32A,DIN 000)","ABB: OS63GD_ (1000V,63A,DIN 000)","ABB: OS125GD_ (1000V, 125A, DIN 000,00)","ABB: OS160GD_ (1000V, 160A, DIN 000,00)","ABB: OS250D12_ (1000V, 250A, DIN 0-1)","ABB: OS400D12_ (1000V, 400A, DIN 0-2)","ABB: OS630D12_ (1000V, 630A, DIN 3)",null,"ABB: OT16F3_ (750V,16A)","ABB: OT25F3_ (750V,25A)","ABB: OT63F3_ (750V, 63A)","ABB: OT100F_ (750V, 100A)","ABB: OT160EV_ (1000V, 160A)","ABB: OT250E_ (1000V, 250A)","ABB: OT400E_ (1000V, 400A)","ABB: OT630E_ (1000V, 630A)","ABB: OT800E_ (1000V, 800A)","ABB: OT1000E_ (1000V, 1000A)","ABB: OT16F3_ (750V,16A)","ABB: OT25F3_ (750V,25A)","ABB: OT63F3_ (750V, 63A)","ABB: OT100F_ (750V, 100A)","ABB: OT200U_ (1000V, 200A)","ABB: OT250E_ (1000V, 250A)","ABB: OT400U_ (1000V, 400A)","ABB: OT600U_ (1000V, 600A)","ABB: OT800U_ (1000V, 800A)","ABB: OT1200U_ (1000V, 1200A)","ABB: AF09-30-22-13 (25A,1000V 100-250V/50-60Hz)","ABB: AF12-30-22-13 (28A,1000V 100-250V/50-60Hz)","ABB: AF16-30-22-13 (30A,1000V 100-250V/50-60Hz)","ABB: AF26-30-22-13 (45A,1000V 100-250V/50-60Hz)","ABB: AF30-30-22-13 (50A,1000V 100-250V/50-60Hz)","ABB: AF52-30-22-13 (100A,1000V 100-250V/50-60Hz)","ABB: AF65-30-22-13 (115A,1000V 100-250V/50-60Hz)","ABB: AF75-30-22-70 (125A,1000V 100-250V/50-60Hz)","ABB: AF95-30-22-70 (145A,1000V 100-250V/50-60Hz)","ABB: AF110-30-22-70 (160A,1000V 100-250V/50-60Hz)","ABB: AF146-30-22-13 (250A,1000V 100-250V/50-60Hz)","ABB: AF185-30-22-70 (275A,1000V 100-250V/50-60Hz)","ABB: AF210-30-22-70 (350A,1000V 100-250V/50-60Hz)","ABB: AF265-30-22-13 (400A,1000V 100-250V/50-60Hz)","ABB: AF300-30-22-70 (500A,1000V 100-250V/50-60Hz)","ABB: AF400-30-22-70 (600A,1000V 100-250V/50-60Hz)","ABB: AF460-30-22-70 (700A,1000V 100-250V/50-60Hz)","ABB: AF580-30-22-70 (800A,1000V 100-250V/50-60Hz)","ABB: AF750-30-22-70 (1050A,1000V 100-250V/50-60Hz)","ABB Drives: JBR-01","Danotherm: CBH 360 C T 406 210R","Danotherm: CBR-V 330 D T 406 78R UL","Danotherm: CBR-V 560 D HT 406 39R UL","Danotherm: CBT-H 560 D HT 406 19R","Danotherm: CBT-H 760 D HT 406 16R","BRK-D brake chopper with internal brake resistor","ABB Drives: SACE08RE44","ABB Drives: SACE15RE22","ABB Drives: SACE15RE13","ABB Drives: SAFUR90F575","ABB Drives: SAFUR90F575","ABB Drives: SAFUR80F500","ABB Drives: SAFUR125F500","ABB Drives: SAFUR125F500","ABB Drives: SAFUR200F500","ABB Drives: SAFUR210F575","ABB Drives: SAFUR125F500","ABB Drives: SAFUR200F500","ABB Drives: SAFUR210F575","ABB Drives: NOCH0016-60","ABB Drives: NOCH0030-60","ABB Drives: NOCH0070-60","ABB Drives: NOCH0120-60","ABB Drives: FOCH0260-70","ABB Drives: FOCH0320-50","ABB Drives: FOCH0610-70","ABB Drives: FOCH0875-70","ABB Drives: NOCH0016-62","ABB Drives: NOCH0030-62","ABB Drives: NOCH0070-62","ABB Drives: NOCH0120-62","ABB Drives: NOCH0016-65","ABB Drives: NOCH0030-65","ABB Drives: NOCH0070-65","ABB Drives: NOCH0120-65","B84143V0006R231","B84143V0007R231","B84143V0012R231","TDK: B84143V0016R229","TDK: B84143V0038R231","TDK: B84143V0043R231","TDK: B84143V0064R231","TDK: B84143V0077R231","TDK: B84143V0091R231","TDK: B84143V0145R231","TDK: B84143V0209R231","TDK: B84143V0249R231","TDK: B84143V0390S229","TDK: B84143V0004R229 +B84143Q0002R229","TDK: B84143V0006R229 +B84143Q0002R229","TDK: B84143V0011R229 +B84143Q0004R229","TDK: B84143V0016R229 +B84143Q0006R229","TDK: B84143V0025R229 +B84143Q0008R229","TDK: B84143V0033R229 +B84143Q0008R229","TDK: B84143V0050R229 +B84143Q0010R229","TDK: B84143V0066R229 +B84143Q0010R229","TDK: B84143V0095R229 +B84143Q0012R229","TDK: B84143V0162S229 +B84143Q0014R229","TDK: B84143V0230S229 +B84143Q0016R229","TDK: B84143V0390S229 +B84143Q0018R229"]
[null,"Frame",null,null,null,null,"230/115","230/115","230/115","230/115","230/115","230/115","230/115","230/115","230/115","230/115","230/115","230/115","230/115","230/115","230/115","230/115","230/115","230/115","230/115","230/115","230/115","230/115","230/115","230/115","230/115","230/115","230/115","230/115","230/115","230/115","230/115","230/115","230/115","230/115","230/115","230/115","230/115","230/115","230/115","230/115","230/115","230/115","230/115","230/115","230/115","230/115","230/115","230/115","230/115","230/115","230/115","230/115","230/115","230/115","230/115","230/115","230/115","230/116","230/115","230/115","230/115","230/115","230/115","230/115","230/115","230/115","230/115","230/115","230/115","230/115","230/115","230/115","230/115","230/115","230/115","230/115","230/115","230/115","230/115","230/115","230/115","230/115","230/115","230/115","230/115","230/115","230/115","230/115","230/115","230/115","230/115","230/115","230/115","230/115","230/115","230/115","230/115","230/115","230/115","230/115","230/115","230/115","230/115","230/115","230/115","230/115","230/115","230/115","230/115","230/115","230/115","230/115","230/115","230/115","230/115","230/115","230/115","230/115","230/115","230/115","230/115","230/115","230/115","230/115","230/115","230/115","230/115","230/115","230/115","230/115","230/115","230/115","230/115","230/115","230/115","230/115","230/115","230/115","230/115","230/115","230/115","230/115","230/115","230/115","230/115","230/115","230/115","230/115","230/115","230/115","230/115","230/115","230/115","230/115","230/115","230/115","230/115","230/115","230/115","230/115","230/115","230/115","230/115","230/115","230/115","230/115","230/115","230/115","230/115","230/115","230/115","230/115","230/115","230/115","230/115","230/115","230/115","230/115","230/115","230/115","230/115","230/115","230/115","230/115","230/115","230/115","230/115","230/115","230/115","230/115","230/115","230/115","230/115","230/115","230/115","230/115","230/115","230/115","230/115","230/115","230/115","230/115","230/115","230/115","230/115","230/115","230/115","230/115","230/115","230/115","230/115","230/115","230/115","230/115","230/115","230/115","230/115","230/115","230/115","230/115","230/115","230/115","230/115","230/115","230/115","230/115","230/115","230/115","230/115","230/115","230/116","230/115","230/115","230/115","230/115","230/115","230/115","230/115","230/115","230/115","230/115","230/115","230/115","230/115","230/115","230/115","230/115","230/115","230/115","230/115","230/115","230/115","230/115","230/115","230/115","230/115","230/115","230/115","230/115","230/115","230/115","230/115","230/115","230/115"]
[null,null,null,null,null,"Part number ->",null,null,null,null,null,null,null,null,null,null,null,null,null,null,null,null,null,null,null,null,null,null,null,null,null,null,null,null,null,null,null,null,null,null,"Select aR Fuses",null,null,null,null,null,null,null,null,null,null,null,null,null,null,null,null,null,null,null,null,null,null,null,null,null,null,null,null,null,null,null,null,null,null,null,null,null,null,null,null,null,null,null,null,null,null,null,null,null,null,null,null,null,"UN = 440....480 V","UN = 440....480 V","UN = 440....480 V","UN = 440....480 V","UN = 440....480 V","UN = 440....480 V","UN = 440....480 V","UN = 440....480 V","UN = 440....480 V","UN = 440....480 V","UN = 440....480 V","UN = 440....480 V","UN = 440....480 V","UN = 440....480 V","UN = 440....480 V","UN = 440....480 V","UN = 440....480 V","UN = 440....480 V","UN = 440....480 V","UN = 440....480 V","UN = 440....480 V","UN = 440....480 V","UN = 440....480 V","UN = 440....480 V","UN = 440....480 V","UN = 440....480 V","UN = 440....480 V","UN = 440....480 V",null,null,null,null,null,null,null,null,null,null,null,null,null,null,null,null,null,null,null,null,null,null,null,null,null,null,null,null,null,null,"*) Alternative option","*) Alternative option","*) Alternative option",null,null,null,null,null,null,null,null,null,null,null,null,null,null,null,"Fuses are not included.","Fuses are not included.","Fuses are not included.","Fuses are not included.","Fuses are not included.","Fuses are not included.","Fuses are not included.","Fuses are not included.","Fuses are not included.","Fuses are not included.","Fuses are not included.","Fuses are not included.","Fuses are not included.","Fuses are not included.","Fuses are not included.","Fuses are not included.","Fuses are not included.","Fuses are not included.","Fuses are not included.","Fuses are not included.","≤40 °C","≤40 °C","≤40 °C","≤40 °C","≤40 °C","≤40 °C","≤40 °C","≤40 °C","≤40 °C","≤40 °C","≤40 °C","≤40 °C","≤40 °C","≤40 °C","≤40 °C","≤40 °C","≤40 °C","≤40 °C","≤40 °C","Connected in series","No external brake chopper needed","No external brake chopper needed","No external brake chopper needed","No external brake chopper needed","No external brake chopper needed",null,null,null,null,null,"Connected in series","(with code +D150)","(with code +D150)","+ NBRA-658 brake chopper","+ NBRA-658 brake chopper","+ NBRA-658 brake chopper","+ NBRA-658 brake chopper","+ NBRA-659 brake chopper","+ NBRA-658 brake chopper"]
[]
["UN = 200...240 V (200, 208, 220, 230, 240 V)-IEC Ratings-"]
["ACH580-01-04A7-2","R1",4.7,null,null,null,null,null,null,null,3,null,null,null,null,null,null,null,null,null,null,null,null,null,null,null,null,null,null,null,null,null,null,null,null,null,null,null,null,null,null,null,null,null,null,3,null,null,null,null,null,null,null,null,null,null,null,null,null,null,null,null,null,null,null,null,null,null,null,null,null,null,null,null,null,null,null,null,null,null,null,null,null,null,null,null,null,null,null,null,null,null,null,null,null,null,null,null,null,null,null,null,null,null,null,null,null,null,null,null,null,null,null,null,null,null,null,null,null,null,null,null,null,null,null,null,null,null,null,null,null,null,null,null,null,null,null,null,null,null,null,null,null,null,null,null,null,null,null,null,null,null,null,null,null,null,null,null,null,null,null,null,1,null,null,null,null,null,null,null,1]
["ACH580-01-06A7-2","R1",6.7,null,null,null,null,null,null,null,3,null,null,null,null,null,null,null,null,null,null,null,null,null,null,null,null,null,null,null,null,null,null,null,null,null,null,null,null,null,null,null,null,null,null,3,null,null,null,null,null,null,null,null,null,null,null,null,null,null,null,null,null,null,null,null,null,null,null,null,null,null,null,null,null,null,null,null,null,null,null,null,null,null,null,null,null,null,null,null,null,null,null,null,null,null,null,null,null,null,null,null,null,null,null,null,null,null,null,null,null,null,null,null,null,null,null,null,null,null,null,null,null,null,null,null,null,null,null,null,null,null,null,null,null,null,null,null,null,null,null,null,null,null,null,null,null,null,null,null,null,null,null,null,null,null,null,null,null,null,null,null,1,null,null,null,null,null,null,null,1]
["ACH580-01-07A6-2","R1",7.6,null,null,null,null,null,null,null,3,null,null,null,null,null,null,null,null,null,null,null,null,null,null,null,null,null,null,null,null,null,null,null,null,null,null,null,null,null,null,null,null,null,null,3,null,null,null,null,null,null,null,null,null,null,null,null,null,null,null,null,null,null,null,null,null,null,null,null,null,null,null,null,null,null,null,null,null,null,null,null,null,null,null,null,null,null,null,null,null,null,null,null,null,null,null,null,null,null,null,null,null,null,null,null,null,null,null,null,null,null,null,null,null,null,null,null,null,null,null,null,null,null,null,null,null,null,null,null,null,null,null,null,null,null,null,null,null,null,null,null,null,null,null,null,null,null,null,null,null,null,null,null,null,null,null,null,null,null,null,null,1,null,null,null,null,null,null,null,1]
["ACH580-01-012A-2","R1",12,null,null,null,null,null,null,null,3,null,null,null,null,null,null,null,null,null,null,null,null,null,null,null,null,null,null,null,null,null,null,null,null,null,null,null,null,null,null,null,null,null,null,3,null,null,null,null,null,null,null,null,null,null,null,null,null,null,null,null,null,null,null,null,null,null,null,null,null,null,null,null,null,null,null,null,null,null,null,null,null,null,null,null,null,null,null,null,null,null,null,null,null,null,null,null,null,null,null,null,null,null,null,null,null,null,null,null,null,null,null,null,null,null,null,null,null,null,null,null,null,null,null,null,null,null,null,null,null,null,null,null,null,null,null,null,null,null,null,null,null,null,null,null,null,null,null,null,null,null,null,null,null,null,null,null,null,null,null,null,1,null,null,null,null,null,null,null,1]
["ACH580-01-018A-2","R1",16.899999999999999,null,null,null,null,null,null,null,3,null,null,null,null,null,null,null,null,null,null,null,null,null,null,null,null,null,null,null,null,null,null,null,null,null,null,null,null,null,null,null,null,null,null,3,null,null,null,null,null,null,null,null,null,null,null,null,null,null,null,null,null,null,null,null,null,null,null,null,null,null,null,null,null,null,null,null,null,null,null,null,null,null,null,null,null,null,null,null,null,null,null,null,null,null,null,null,null,null,null,null,null,null,null,null,null,null,null,null,null,null,null,null,null,null,null,null,null,null,null,null,null,null,null,null,null,null,null,null,null,null,null,null,null,null,null,null,null,null,null,null,null,null,null,null,null,null,null,null,null,null,null,null,null,null,null,null,null,null,null,null,1,null,null,null,null,null,null,null,1]
["ACH580-01-025A-2","R2",24.5,null,null,null,null,null,null,null,null,null,3,null,null,null,null,null,null,null,null,null,null,null,null,null,null,null,null,null,null,null,null,null,null,null,null,null,null,null,null,null,null,null,null,null,null,3,null,null,null,null,null,null,null,null,null,null,null,null,null,null,null,null,null,null,null,null,null,null,null,null,null,null,null,null,null,null,null,null,null,null,null,null,null,null,null,null,null,null,null,null,null,null,null,null,null,null,null,null,null,null,null,null,null,null,null,null,null,null,null,null,null,null,null,null,null,null,null,null,null,null,null,null,null,null,null,null,null,null,null,null,null,null,null,null,null,null,null,null,null,null,null,null,null,null,null,null,null,null,null,null,null,null,null,null,null,null,null,null,null,null,null,1,null,null,null,null,null,null,null,1]
["ACH580-01-032A-2","R2",31.2,null,null,null,null,null,null,null,null,null,3,null,null,null,null,null,null,null,null,null,null,null,null,null,null,null,null,null,null,null,null,null,null,null,null,null,null,null,null,null,null,null,null,null,null,3,null,null,null,null,null,null,null,null,null,null,null,null,null,null,null,null,null,null,null,null,null,null,null,null,null,null,null,null,null,null,null,null,null,null,null,null,null,null,null,null,null,null,null,null,null,null,null,null,null,null,null,null,null,null,null,null,null,null,null,null,null,null,null,null,null,null,null,null,null,null,null,null,null,null,null,null,null,null,null,null,null,null,null,null,null,null,null,null,null,null,null,null,null,null,null,null,null,null,null,null,null,null,null,null,null,null,null,null,null,null,null,null,null,null,null,1,null,null,null,null,null,null,null,null,1]
["ACH580-01-047A-2","R3",46.7,null,null,null,null,null,null,null,null,null,null,null,3,null,null,null,null,null,null,null,null,null,null,null,null,null,null,null,null,null,null,null,null,null,null,null,null,null,null,null,null,null,null,null,null,null,3,null,null,null,null,null,null,null,null,null,null,null,null,null,null,null,null,null,null,null,null,null,null,null,null,null,null,null,null,null,null,null,null,null,null,null,null,null,null,null,null,null,null,null,null,null,null,null,null,null,null,null,null,null,null,null,null,null,null,null,null,null,null,null,null,null,null,null,null,null,null,null,null,null,null,null,null,null,null,null,null,null,null,null,null,null,null,null,null,null,null,null,null,null,null,null,null,null,null,null,null,null,null,null,null,null,null,null,null,null,null,null,null,null,null,1,null,null,null,null,null,null,null,null,1]
["ACH580-01-060A-2","R3",60,null,null,null,null,null,null,null,null,null,null,null,3,null,null,null,null,null,null,null,null,null,null,null,null,null,null,null,null,null,null,null,null,null,null,null,null,null,null,null,null,null,null,null,null,null,3,null,null,null,null,null,null,null,null,null,null,null,null,null,null,null,null,null,null,null,null,null,null,null,null,null,null,null,null,null,null,null,null,null,null,null,null,null,null,null,null,null,null,null,null,null,null,null,null,null,null,null,null,null,null,null,null,null,null,null,null,null,null,null,null,null,null,null,null,null,null,null,null,null,null,null,null,null,null,null,null,null,null,null,null,null,null,null,null,null,null,null,null,null,null,null,null,null,null,null,null,null,null,null,null,null,null,null,null,null,null,null,null,null,null,null,1,null,null,null,null,null,null,null,null,1]
["ACH580-01-089A-2","R5",89,null,null,null,null,null,null,null,null,null,null,null,null,null,null,3,null,null,null,null,null,null,null,null,null,null,null,null,null,null,null,null,null,null,null,null,null,null,null,null,null,null,null,null,null,null,null,null,null,null,null,null,3,null,null,null,null,null,null,null,null,null,null,null,null,null,null,null,null,null,null,null,null,null,null,null,null,null,null,null,null,null,null,null,null,null,null,null,null,null,null,null,null,null,null,null,null,null,null,null,null,null,null,null,null,null,null,null,null,null,null,null,null,null,null,null,null,null,null,null,null,null,null,null,null,null,null,null,null,null,null,null,null,null,null,null,null,null,null,null,null,null,null,null,null,null,null,null,null,null,null,null,null,null,null,null,null,null,null,null,null,null,1,null,null,null,null,null,null,null,null,1]
["ACH580-01-115A-2","R5",115,null,null,null,null,null,null,null,null,null,null,null,null,null,null,3,null,null,null,null,null,null,null,null,null,null,null,null,null,null,null,null,null,null,null,null,null,null,null,null,null,null,null,null,null,null,null,null,null,null,null,null,3,null,null,null,null,null,null,null,null,null,null,null,null,null,null,null,null,null,null,null,null,null,null,null,null,null,null,null,null,null,null,null,null,null,null,null,null,null,null,null,null,null,null,null,null,null,null,null,null,null,null,null,null,null,null,null,null,null,null,null,null,null,null,null,null,null,null,null,null,null,null,null,null,null,null,null,null,null,null,null,null,null,null,null,null,null,null,null,null,null,null,null,null,null,null,null,null,null,null,null,null,null,null,null,null,null,null,null,null,null,null,1,null,null,null,null,null,null,null,null,1]
["ACH580-01-144A-2","R6",144,null,null,null,null,null,null,null,null,null,null,null,null,null,null,null,null,3,null,null,null,null,null,null,null,null,null,null,null,null,null,null,null,null,null,null,null,null,null,null,null,null,null,null,null,null,null,null,null,null,null,null,null,null,3,null,null,null,null,null,null,null,null,null,null,null,null,null,null,null,null,null,null,null,null,null,null,null,null,null,null,null,null,null,null,null,null,null,null,null,null,null,null,null,null,null,null,null,null,null,null,null,null,null,null,null,null,null,null,null,null,null,null,null,null,null,null,null,null,null,null,null,null,null,null,null,null,null,null,null,null,null,null,null,null,null,null,null,null,null,null,null,null,null,null,null,null,null,null,null,null,null,null,null,null,null,null,null,null,null,null,null,null,null,1,null,null,null,null,null,null,null,1]
["ACH580-01-171A-2","R7",171,null,null,null,null,null,null,null,null,null,null,null,null,null,null,null,null,null,3,null,null,null,null,null,null,null,null,null,null,null,null,null,null,null,null,null,null,null,null,null,null,null,null,null,null,null,null,null,null,null,null,null,null,null,null,null,null,3,null,null,null,null,null,null,null,null,null,null,null,null,null,null,null,null,null,null,null,null,null,null,null,null,null,null,null,null,null,null,null,null,null,null,null,null,null,null,null,null,null,null,null,null,null,null,null,null,null,null,null,null,null,null,null,null,null,null,null,null,null,null,null,null,null,null,null,null,null,null,null,null,null,null,null,null,null,null,null,null,null,null,null,null,null,null,null,null,null,null,null,null,null,null,null,null,null,null,null,null,null,null,null,null,null,null,1,null,null,null,null,null,null,null,null,1]
["ACH580-01-213A-2","R7",213,null,null,null,null,null,null,null,null,null,null,null,null,null,null,null,null,null,null,3,null,null,null,null,null,null,null,null,null,null,null,null,null,null,null,null,null,null,null,null,null,null,null,null,null,null,null,null,null,null,null,null,null,null,null,null,null,null,3,null,null,null,null,null,null,null,null,null,null,null,null,null,null,null,null,null,null,null,null,null,null,null,null,null,null,null,null,null,null,null,null,null,null,null,null,null,null,null,null,null,null,null,null,null,null,null,null,null,null,null,null,null,null,null,null,null,null,null,null,null,null,null,null,null,null,null,null,null,null,null,null,null,null,null,null,null,null,null,null,null,null,null,null,null,null,null,null,null,null,null,null,null,null,null,null,null,null,null,null,null,null,null,null,null,null,1,null,null,null,null,null,null,null,1]
["ACH580-01-276A-2","R8",276,null,null,null,null,null,null,null,null,null,null,null,null,null,null,null,null,null,null,null,null,3,null,null,null,null,null,null,null,null,null,null,null,null,null,null,null,null,null,null,null,null,null,null,null,null,null,null,null,null,null,null,null,null,null,null,null,null,null,null,null,3,null,null,null,null,null,null,null,null,null,null,null,null,null,null,null,null,null,null,null,null,null,null,null,null,null,null,null,null,null,null,null,null,null,null,null,null,null,null,null,null,null,null,null,null,null,null,null,null,null,null,null,null,null,null,null,null,null,null,null,null,null,null,null,null,null,null,null,null,null,null,null,null,null,null,null,null,null,null,null,null,null,null,null,null,null,null,null,null,null,null,null,null,null,null,null,null,null,null,null,null,null,null,null,1,null,null,null,null,null,null,null,null,1]
["UN = 480 V (380, 400, 415, 440, 480 V) "]
["ACH580-01-02A7-4","R1",2.1,2.4,null,null,3,null,null,null,null,null,null,null,null,null,null,null,null,null,null,null,null,null,null,null,null,null,null,null,null,null,null,null,null,null,null,null,null,null,null,null,null,3,null,null,null,null,null,null,null,null,null,null,null,null,null,null,null,null,null,null,null,null,null,null,null,null,null,null,null,null,null,null,null,3,null,null,null,null,null,null,null,null,null,null,null,null,null,null,null,null,null,null,null,null,null,3,null,null,null,null,null,null,null,null,null,null,null,null,null,null,null,null,null,null,null,null,null,null,null,null,null,1,null,null,null,null,null,null,null,null,null,null,null,null,null,null,null,null,null,null,null,null,null,null,null,null,null,null,null,null,null,null,null,null,null,null,null,null,null,"x",1,null,null,null,null,null,null,null,1,null,null,null,null,null,null,null,null,null,1,null,null,null,null,null,null,null,null,null,1,null,null,null,null,null,null,null,null,null,null,null,null,null,null,null,null,null,null,null,1,null,null,null,null,null,null,null,null,null,null,null,null,null,null,null,null,null,null,1,null,null,null,null,null,null,null,1,null,null,null,1,null,null,null,1,null,null,null,null,null,null,null,null,null,null,null,null,1]
["ACH580-01-03A4-4","R1",3,3.3,null,null,null,3,null,null,null,null,null,null,null,null,null,null,null,null,null,null,null,null,null,null,null,null,null,null,null,null,null,null,null,null,null,null,null,null,null,null,null,3,null,null,null,null,null,null,null,null,null,null,null,null,null,null,null,null,null,null,null,null,null,null,null,null,null,null,null,null,null,null,null,3,null,null,null,null,null,null,null,null,null,null,null,null,null,null,null,null,null,null,null,null,null,3,null,null,null,null,null,null,null,null,null,null,null,null,null,null,null,null,null,null,null,null,null,null,null,null,null,1,null,null,null,null,null,null,null,null,null,null,null,null,null,null,null,null,null,null,null,null,null,null,null,null,null,null,null,null,null,null,null,null,null,null,null,null,null,"x",1,null,null,null,null,null,null,null,1,null,null,null,null,null,null,null,null,null,1,null,null,null,null,null,null,null,null,null,1,null,null,null,null,null,null,null,null,null,null,null,null,null,null,null,null,null,null,null,1,null,null,null,null,null,null,null,null,null,null,null,null,null,null,null,null,null,null,1,null,null,null,null,null,null,null,1,null,null,null,1,null,null,null,1,null,null,null,null,null,null,null,null,null,null,null,null,1]
["ACH580-01-04A1-4","R1",3.4,4,null,null,null,3,null,null,null,null,null,null,null,null,null,null,null,null,null,null,null,null,null,null,null,null,null,null,null,null,null,null,null,null,null,null,null,null,null,null,null,3,null,null,null,null,null,null,null,null,null,null,null,null,null,null,null,null,null,null,null,null,null,null,null,null,null,null,null,null,null,null,null,3,null,null,null,null,null,null,null,null,null,null,null,null,null,null,null,null,null,null,null,null,null,3,null,null,null,null,null,null,null,null,null,null,null,null,null,null,null,null,null,null,null,null,null,null,null,null,null,1,null,null,null,null,null,null,null,null,null,null,null,null,null,null,null,null,null,null,null,null,null,null,null,null,null,null,null,null,null,null,null,null,null,null,null,null,null,"x",1,null,null,null,null,null,null,null,1,null,null,null,null,null,null,null,null,null,1,null,null,null,null,null,null,null,null,null,1,null,null,null,null,null,null,null,null,null,null,null,null,null,null,null,null,null,null,null,1,null,null,null,null,null,null,null,null,null,null,null,null,null,null,null,null,null,null,1,null,null,null,null,null,null,null,1,null,null,null,1,null,null,null,1,null,null,null,null,null,null,null,null,null,null,null,null,1]
["ACH580-01-05A7-4","R1",4.8,5.6,null,null,null,null,3,null,null,null,null,null,null,null,null,null,null,null,null,null,null,null,null,null,null,null,null,null,null,null,null,null,null,null,null,null,null,null,null,null,null,3,null,null,null,null,null,null,null,null,null,null,null,null,null,null,null,null,null,null,null,null,null,null,null,null,null,null,null,null,null,null,null,3,null,null,null,null,null,null,null,null,null,null,null,null,null,null,null,null,null,null,null,null,null,3,null,null,null,null,null,null,null,null,null,null,null,null,null,null,null,null,null,null,null,null,null,null,null,null,null,1,null,null,null,null,null,null,null,null,null,null,null,null,null,null,null,null,null,null,null,null,null,null,null,null,null,null,null,null,null,null,null,null,null,null,null,null,null,"x",1,null,null,null,null,null,null,null,1,null,null,null,null,null,null,null,null,null,1,null,null,null,null,null,null,null,null,null,1,null,null,null,null,null,null,null,null,null,null,null,null,null,null,null,null,null,null,null,1,null,null,null,null,null,null,null,null,null,null,null,null,null,null,null,null,null,null,1,null,null,null,null,null,null,null,1,null,null,null,1,null,null,null,1,null,null,null,null,null,null,null,null,null,null,null,null,null,1]
["ACH580-01-07A3-4","R1",6,7.2,null,null,null,null,3,null,null,null,null,null,null,null,null,null,null,null,null,null,null,null,null,null,null,null,null,null,null,null,null,null,null,null,null,null,null,null,null,null,null,3,null,null,null,null,null,null,null,null,null,null,null,null,null,null,null,null,null,null,null,null,null,null,null,null,null,null,null,null,null,null,null,3,null,null,null,null,null,null,null,null,null,null,null,null,null,null,null,null,null,null,null,null,null,3,null,null,null,null,null,null,null,null,null,null,null,null,null,null,null,null,null,null,null,null,null,null,null,null,null,1,null,null,null,null,null,null,null,null,null,null,null,null,null,null,null,null,null,null,null,null,null,null,null,null,null,null,null,null,null,null,null,null,null,null,null,null,null,"x",1,null,null,null,null,null,null,null,1,null,null,null,null,null,null,null,null,null,1,null,null,null,null,null,null,null,null,null,1,null,null,null,null,null,null,null,null,null,null,null,null,null,null,null,null,null,null,null,null,1,null,null,null,null,null,null,null,null,null,null,null,null,null,null,null,null,null,1,null,null,null,null,null,null,null,1,null,null,null,1,null,null,null,null,1,null,null,null,null,null,null,null,null,null,null,null,null,null,1]
["ACH580-01-09A5-4","R1",7.6,9.4,null,null,null,null,null,3,null,null,null,null,null,null,null,null,null,null,null,null,null,null,null,null,null,null,null,null,null,null,null,null,null,null,null,null,null,null,null,null,null,3,null,null,null,null,null,null,null,null,null,null,null,null,null,null,null,null,null,null,null,null,null,null,null,null,null,null,null,null,null,null,null,3,null,null,null,null,null,null,null,null,null,null,null,null,null,null,null,null,null,null,null,null,null,3,null,null,null,null,null,null,null,null,null,null,null,null,null,null,null,null,null,null,null,null,null,null,null,null,null,1,null,null,null,null,null,null,null,null,null,null,null,null,null,null,null,null,null,null,null,null,null,null,null,null,null,null,null,null,null,null,null,null,null,null,null,null,null,"x",1,null,null,null,null,null,null,null,1,null,null,null,null,null,null,null,null,null,1,null,null,null,null,null,null,null,null,null,1,null,null,null,null,null,null,null,null,null,null,null,null,null,null,null,null,null,null,null,null,1,null,null,null,null,null,null,null,null,null,null,null,null,null,null,null,null,null,1,null,null,null,null,null,null,null,1,null,null,null,1,null,null,null,null,null,1,null,null,null,null,null,null,null,null,null,null,null,null,1]
["ACH580-01-12A7-4","R1",11,12.6,null,null,null,null,null,3,null,null,null,null,null,null,null,null,null,null,null,null,null,null,null,null,null,null,null,null,null,null,null,null,null,null,null,null,null,null,null,null,null,3,null,null,null,null,null,null,null,null,null,null,null,null,null,null,null,null,null,null,null,null,null,null,null,null,null,null,null,null,null,null,null,3,null,null,null,null,null,null,null,null,null,null,null,null,null,null,null,null,null,null,null,null,null,3,null,null,null,null,null,null,null,null,null,null,null,null,null,null,null,null,null,null,null,null,null,null,null,null,null,null,null,1,null,null,null,null,null,null,null,null,null,null,null,null,null,null,null,null,null,null,null,null,null,null,null,null,null,null,null,null,null,null,null,null,null,null,null,"x",1,null,null,null,null,null,null,null,1,null,null,null,null,null,null,null,null,null,1,null,null,null,null,null,null,null,null,null,1,null,null,null,null,null,null,null,null,null,null,null,null,null,null,null,null,null,null,null,null,1,null,null,null,null,null,null,null,null,null,null,null,null,null,null,null,null,null,1,null,null,null,null,null,null,null,1,null,null,null,1,null,null,null,null,null,1,null,null,null,null,null,null,null,null,null,null,null,null,null,1]
["ACH580-01-018A-4","R2",14,17,null,null,null,null,null,null,3,null,null,null,null,null,null,null,null,null,null,null,null,null,null,null,null,null,null,null,null,null,null,null,null,null,null,null,null,null,null,null,null,null,null,3,null,null,null,null,null,null,null,null,null,null,null,null,null,null,null,null,null,null,null,null,null,null,null,null,null,null,null,null,null,null,3,null,null,null,null,null,null,null,null,null,null,null,null,null,null,null,null,null,null,null,null,null,null,null,3,null,null,null,null,null,null,null,null,null,null,null,null,null,null,null,null,null,null,null,null,null,null,null,null,null,null,1,null,null,null,null,null,null,null,null,null,null,null,null,null,null,null,null,null,null,null,null,null,null,null,null,null,null,null,null,null,null,null,null,null,"x",1,null,null,null,null,null,null,null,null,1,null,null,null,null,null,null,null,null,null,1,null,null,null,null,null,null,null,null,1,null,null,null,null,null,null,null,null,null,null,null,null,null,null,null,null,null,null,null,null,null,1,null,null,null,null,null,null,null,null,null,null,null,null,null,null,null,null,null,1,null,null,null,null,null,null,null,1,null,null,null,1,null,null,null,null,null,1,null,null,null,null,null,null,null,null,null,null,null,null,1]
["ACH580-01-026A-4","R2",21,25,null,null,null,null,null,null,null,3,null,null,null,null,null,null,null,null,null,null,null,null,null,null,null,null,null,null,null,null,null,null,null,null,null,null,null,null,null,null,null,null,null,3,null,null,null,null,null,null,null,null,null,null,null,null,null,null,null,null,null,null,null,null,null,null,null,null,null,null,null,null,null,null,3,null,null,null,null,null,null,null,null,null,null,null,null,null,null,null,null,null,null,null,null,null,null,null,3,null,null,null,null,null,null,null,null,null,null,null,null,null,null,null,null,null,null,null,null,null,null,null,null,null,null,null,null,1,null,null,null,null,null,null,null,null,null,null,null,null,null,null,null,null,null,null,null,null,null,null,null,null,null,null,null,null,null,null,null,"x",1,null,null,null,null,null,null,null,null,null,1,null,null,null,null,null,null,null,null,1,null,null,null,null,null,null,null,null,null,1,null,null,null,null,null,null,null,null,null,null,null,null,null,null,null,null,null,null,null,null,1,null,null,null,null,null,null,null,null,null,null,null,null,null,null,null,null,null,1,null,null,null,null,null,null,null,1,null,null,null,1,null,null,null,null,null,null,1,null,null,null,null,null,null,null,null,null,null,null,null,1]
["ACH580-01-033A-4","R3",27,32,null,null,null,null,null,null,null,null,3,null,null,null,null,null,null,null,null,null,null,null,null,null,null,null,null,null,null,null,null,null,null,null,null,null,null,null,null,null,null,null,null,null,null,3,null,null,null,null,null,null,null,null,null,null,null,null,null,null,null,null,null,null,null,null,null,null,null,null,null,null,null,null,null,3,null,null,null,null,null,null,null,null,null,null,null,null,null,null,null,null,null,null,null,null,null,null,null,null,3,null,null,null,null,null,null,null,null,null,null,null,null,null,null,null,null,null,null,null,null,null,null,null,null,null,null,null,null,1,null,null,null,null,null,null,null,null,null,null,null,null,null,null,null,null,null,null,null,null,null,null,null,null,null,null,null,null,null,"x",null,1,null,null,null,null,null,null,null,null,1,null,null,null,null,null,null,null,null,null,1,null,null,null,null,null,null,null,null,null,null,1,null,null,null,null,null,null,null,null,null,null,null,null,null,null,null,null,null,null,null,1,null,null,null,null,null,null,null,null,null,null,null,null,null,null,null,null,null,1,null,null,null,null,null,null,null,1,null,null,null,1,null,null,null,null,null,1,null,null,null,null,null,null,null,null,null,null,null,null,null,1]
["ACH580-01-039A-4","R3",34,38,null,null,null,null,null,null,null,null,null,3,null,null,null,null,null,null,null,null,null,null,null,null,null,null,null,null,null,null,null,null,null,null,null,null,null,null,null,null,null,null,null,null,null,3,null,null,null,null,null,null,null,null,null,null,null,null,null,null,null,null,null,null,null,null,null,null,null,null,null,null,null,null,null,3,null,null,null,null,null,null,null,null,null,null,null,null,null,null,null,null,null,null,null,null,null,null,null,null,null,null,3,null,null,null,null,null,null,null,null,null,null,null,null,null,null,null,null,null,null,null,null,null,null,null,null,null,null,null,null,1,null,null,null,null,null,null,null,null,null,null,null,null,null,null,null,null,null,null,null,null,null,null,null,null,null,null,null,"x",null,1,null,null,null,null,null,null,null,null,1,null,null,null,null,null,null,null,null,null,1,null,null,null,null,null,null,null,null,null,null,null,null,1,null,null,null,null,null,null,null,null,null,null,null,null,null,null,null,null,null,null,1,null,null,null,null,null,null,null,null,null,null,null,null,null,null,null,null,1,null,null,null,null,null,null,null,1,null,null,null,1,null,null,null,null,null,1,null,null,null,null,null,null,null,null,null,null,null,null,null,null,1]
["ACH580-01-046A-4","R3",40,45,null,null,null,null,null,null,null,null,null,null,3,null,null,null,null,null,null,null,null,null,null,null,null,null,null,null,null,null,null,null,null,null,null,null,null,null,null,null,null,null,null,null,null,null,3,null,null,null,null,null,null,null,null,null,null,null,null,null,null,null,null,null,null,null,null,null,null,null,null,null,null,null,null,null,3,null,null,null,null,null,null,null,null,null,null,null,null,null,null,null,null,null,null,null,null,null,null,null,null,null,3,null,null,null,null,null,null,null,null,null,null,null,null,null,null,null,null,null,null,null,null,null,null,null,null,null,null,null,null,null,null,1,null,null,null,null,null,null,null,null,null,null,null,null,null,null,null,null,null,null,null,null,null,null,null,null,null,"x",null,1,null,null,null,null,null,null,null,null,1,null,null,null,null,null,null,null,null,null,1,null,null,null,null,null,null,null,null,null,null,null,null,1,null,null,null,null,null,null,null,null,null,null,null,null,null,null,null,null,null,null,1,null,null,null,null,null,null,null,null,null,null,null,null,null,null,null,null,1,null,null,null,null,null,null,null,1,null,null,null,1,null,null,null,null,null,null,1,null,null,null,null,null,null,null,null,null,null,null,null,null,1]
["ACH580-01-062A-4","R4",52,61,null,null,null,null,null,null,null,null,null,null,null,3,null,null,null,null,null,null,null,null,null,null,null,null,null,null,null,null,null,null,null,null,null,null,null,null,null,null,null,null,null,null,null,null,null,3,null,null,null,null,null,null,null,null,null,null,null,null,null,null,null,null,null,null,null,null,null,null,null,null,null,null,null,null,null,3,null,null,null,null,null,null,null,null,null,null,null,null,null,null,null,null,null,null,null,null,null,null,null,null,null,3,null,null,null,null,null,null,null,null,null,null,null,null,null,null,null,null,null,null,null,null,null,null,null,null,null,null,null,null,null,null,null,null,null,null,null,null,1,null,null,null,null,null,null,null,null,null,null,null,null,null,null,null,null,null,null,"x",null,null,1,null,null,null,null,null,null,null,null,1,null,null,null,null,null,null,null,null,null,1,null,null,null,null,null,null,null,null,null,null,null,1,null,null,null,null,null,null,null,null,null,null,null,null,null,null,null,null,null,null,null,1,null,null,null,null,null,null,null,null,null,null,null,null,null,null,null,1,null,null,null,null,null,null,null,1,null,null,null,1,null,null,null,null,null,null,null,1,null,null,null,null,null,null,null,null,null,null,null,null,null,1]
["ACH580-01-073A-4","R4",65,72,null,null,null,null,null,null,null,null,null,null,null,null,3,null,null,null,null,null,null,null,null,null,null,null,null,null,null,null,null,null,null,null,null,null,null,null,null,null,null,null,null,null,null,null,null,null,3,null,null,null,null,null,null,null,null,null,null,null,null,null,null,null,null,null,null,null,null,null,null,null,null,null,null,null,null,null,3,null,null,null,null,null,null,null,null,null,null,null,null,null,null,null,null,null,null,null,null,null,null,null,null,null,null,3,null,null,null,null,null,null,null,null,null,null,null,null,null,null,null,null,null,null,null,null,null,null,null,null,null,null,null,null,null,null,null,null,null,null,1,null,null,null,null,null,null,null,null,null,null,null,null,null,null,null,null,null,null,"x",null,null,1,null,null,null,null,null,null,null,null,1,null,null,null,null,null,null,null,null,null,1,null,null,null,null,null,null,null,null,null,null,null,1,null,null,null,null,null,null,null,null,null,null,null,null,null,null,null,null,null,null,null,1,null,null,null,null,null,null,null,null,null,null,null,null,null,null,null,null,1,null,null,null,null,null,null,null,1,null,null,null,1,null,null,null,null,null,null,1,null,null,null,null,null,null,null,null,null,null,null,null,null,1]
["ACH580-01-088A-4","R5",77,87,null,null,null,null,null,null,null,null,null,null,null,null,3,null,null,null,null,null,null,null,null,null,null,null,null,null,null,null,null,null,null,null,null,null,null,null,null,null,null,null,null,null,null,null,null,null,null,3,null,null,null,null,null,null,null,null,null,null,null,null,null,null,null,null,null,null,null,null,null,null,null,null,null,null,null,null,null,3,null,null,null,null,null,null,null,null,null,null,null,null,null,null,null,null,null,null,null,null,null,null,null,null,null,null,3,null,null,null,null,null,null,null,null,null,null,null,null,null,null,null,null,null,null,null,null,null,null,null,null,null,null,null,null,null,null,null,null,null,null,1,null,null,null,null,null,null,null,null,null,null,null,null,null,null,null,null,null,"x",null,null,1,null,null,null,null,null,null,null,null,1,null,null,null,null,null,null,null,null,null,null,1,null,null,null,null,null,null,null,null,null,null,null,1,null,null,null,null,null,null,null,null,null,null,null,null,null,null,null,null,null,null,1,null,null,null,null,null,null,null,null,null,null,null,null,null,null,null,null,1,null,null,null,null,null,null,null,1,null,null,null,1,null,null,null,null,null,null,null,1,null,null,null,null,null,null,null,null,null,null,null,null,null,1]
["ACH580-01-106A-4","R5",96,105,null,null,null,null,null,null,null,null,null,null,null,null,null,3,null,null,null,null,null,null,null,null,null,null,null,null,null,null,null,null,null,null,null,null,null,null,null,null,null,null,null,null,null,null,null,null,null,null,null,null,null,null,3,null,null,null,null,null,null,null,null,null,null,null,null,null,null,null,null,null,null,null,null,null,null,null,null,null,3,null,null,null,null,null,null,null,null,null,null,null,null,null,null,null,null,null,null,null,null,null,null,null,null,null,null,null,3,null,null,null,null,null,null,null,null,null,null,null,null,null,null,null,null,null,null,null,null,null,null,null,null,null,null,null,null,null,null,null,null,null,1,null,null,null,null,null,null,null,null,null,null,null,null,null,null,null,null,"x",null,null,1,null,null,null,null,null,null,null,null,null,1,null,null,null,null,null,null,null,null,null,1,null,null,null,null,null,null,null,null,null,null,null,null,null,null,null,1,null,null,null,null,null,null,null,null,null,null,null,null,null,null,null,null,null,null,null,null,null,null,1,null,null,null,null,null,null,null,null,1,null,null,null,null,null,null,null,1,null,null,null,1,null,null,null,null,null,null,null,null,1,null,null,null,null,null,null,null,null,null,null,null,null,1]
["ACH580-01-145A-4","R6",124,145,null,null,null,null,null,null,null,null,null,null,null,null,null,null,3,null,null,null,null,null,null,null,null,null,null,null,null,null,null,null,null,null,null,null,null,null,null,null,null,null,null,null,null,null,null,null,null,null,null,null,null,null,3,null,null,null,null,null,null,null,null,null,null,null,null,null,null,null,null,null,null,null,null,null,null,null,null,null,null,3,null,null,null,null,null,null,null,null,null,null,null,null,null,null,null,null,null,null,null,null,null,null,null,null,null,null,null,3,null,null,null,null,null,null,null,null,null,null,null,null,null,null,null,null,null,null,null,null,null,null,null,null,null,null,null,null,null,null,null,null,null,"x",null,null,null,null,null,1,null,null,null,null,null,null,null,null,null,null,null,null,null,1,null,null,null,null,null,null,null,null,1,null,null,null,null,null,null,null,null,null,1,null,null,null,null,null,null,null,null,null,null,null,null,null,null,null,1,null,null,null,null,null,null,null,null,null,null,null,null,null,null,null,null,null,null,null,null,null,null,1,null,null,null,null,null,null,null,null,null,1,null,null,null,null,null,null,null,null,null,null,null,null,null,null,null,null,null,null,null,null,1,null,null,null,null,null,null,null,null,null,null,null,null,1]
["ACH580-01-169A-4","R7",156,169,null,null,null,null,null,null,null,null,null,null,null,null,null,null,null,null,3,null,null,null,null,null,null,null,null,null,null,null,null,null,null,null,null,null,null,null,null,null,null,null,null,null,null,null,null,null,null,null,null,null,null,null,null,null,null,3,null,null,null,null,null,null,null,null,null,null,null,null,null,null,null,null,null,null,null,null,null,null,null,null,3,null,null,null,null,null,null,null,null,null,null,null,null,null,null,null,null,null,null,null,null,null,null,null,null,null,null,null,3,null,null,null,null,null,null,null,null,null,null,null,null,null,null,null,null,null,null,null,null,null,null,null,null,null,null,null,null,null,null,null,null,"x",null,null,null,null,null,1,null,null,null,null,null,null,null,null,null,null,null,null,null,null,1,null,null,null,null,null,null,null,null,1,null,null,null,null,null,null,null,null,null,null,1,null,null,null,null,null,null,null,null,null,null,null,null,null,1,null,null,null,null,null,null,null,null,null,null,null,null,null,null,null,null,null,null,null,null,null,null,null,1,null,null,null,null,null,null,null,null,1,null,null,null,null,null,null,null,null,null,null,null,null,null,null,null,null,null,null,null,null,null,1,null,null,null,null,null,null,null,null,null,null,null,1]
["ACH580-01-206A-4","R7",180,206,null,null,null,null,null,null,null,null,null,null,null,null,null,null,null,null,null,3,null,null,null,null,null,null,null,null,null,null,null,null,null,null,null,null,null,null,null,null,null,null,null,null,null,null,null,null,null,null,null,null,null,null,null,null,null,null,3,null,null,null,null,null,null,null,null,null,null,null,null,null,null,null,null,null,null,null,null,null,null,null,null,3,null,null,null,null,null,null,null,null,null,null,null,null,null,null,null,null,null,null,null,null,null,null,null,null,null,null,null,null,3,null,null,null,null,null,null,null,null,null,null,null,null,null,null,null,null,null,null,null,null,null,null,null,null,null,null,null,null,null,null,"x",null,null,null,null,null,null,null,null,null,1,null,null,null,null,null,null,null,null,null,null,null,1,null,null,null,null,null,null,null,1,null,null,null,null,null,null,null,null,null,null,1,null,null,null,null,null,null,null,null,null,null,null,null,null,1,null,null,null,null,null,null,null,null,null,null,null,null,null,null,null,null,null,null,null,null,null,null,null,1,null,null,null,null,null,null,null,null,1,null,null,null,null,null,null,null,null,null,null,null,null,null,null,null,null,null,null,null,null,null,1,null,null,null,null,null,null,null,null,null,null,null,null,1]
["ACH580-01-246A-4","R8",240,246,null,null,null,null,null,null,null,null,null,null,null,null,null,null,null,null,null,null,3,null,null,null,null,null,null,null,null,null,null,null,null,null,null,null,null,null,null,null,null,null,null,null,null,null,null,null,null,null,null,null,null,null,null,null,null,null,null,null,3,null,null,null,null,null,null,null,null,null,null,null,null,null,null,null,null,null,null,null,null,null,null,null,3,null,null,null,null,null,null,null,null,null,null,null,null,null,null,null,null,null,null,null,null,null,null,null,null,null,null,null,null,3,null,null,null,null,null,null,null,null,null,null,null,null,null,null,null,null,null,null,null,null,null,null,null,null,null,null,null,null,null,"x",null,null,null,null,null,null,null,null,null,null,1,null,null,null,null,null,null,null,null,null,null,1,null,null,null,null,null,null,null,1,null,null,null,null,null,null,null,null,null,null,1,null,null,null,null,null,null,null,null,null,null,null,null,null,null,null,null,1,null,null,null,null,null,null,null,null,null,null,null,null,null,null,null,null,null,null,null,2,null,null,null,null,null,null,null,null,null,1,null,null,null,null,null,null,null,null,null,null,null,null,null,null,null,null,null,null,null,null,null,1,null,null,null,null,null,null,null,null,null,null,null,null,1]
["ACH580-01-293A-4","R8",260,293,null,null,null,null,null,null,null,null,null,null,null,null,null,null,null,null,null,null,null,null,3,null,null,null,null,null,null,null,null,null,null,null,null,null,null,null,null,null,null,null,null,null,null,null,null,null,null,null,null,null,null,null,null,null,null,null,null,null,null,null,null,null,null,3,null,null,null,null,null,null,null,null,null,null,null,null,null,null,null,null,null,null,null,3,null,null,null,null,null,null,null,null,null,null,null,null,null,null,null,null,null,null,null,null,null,null,null,null,null,null,null,null,3,null,null,null,null,null,null,null,null,null,null,null,null,null,null,null,null,null,null,null,null,null,null,null,null,null,null,null,null,"x",null,null,null,null,null,null,null,null,null,null,null,1,null,null,null,null,null,null,null,null,null,null,1,null,null,null,null,null,null,null,1,null,null,null,null,null,null,null,null,null,1,null,null,null,null,null,null,null,null,null,null,null,null,null,null,null,null,1,null,null,null,null,null,null,null,null,null,null,null,null,null,null,null,null,null,null,null,null,null,2,null,null,null,null,null,null,null,1,null,null,null,null,null,null,null,null,null,null,null,null,null,null,null,null,null,null,null,null,null,null,1,null,null,null,null,null,null,null,null,null,null,null,null,1]
["ACH580-01-363A-4","R9",361,363,null,null,null,null,null,null,null,null,null,null,null,null,null,null,null,null,null,null,null,null,null,3,null,null,null,null,null,null,null,null,null,null,null,null,null,null,null,null,null,null,null,null,null,null,null,null,null,null,null,null,null,null,null,null,null,null,null,null,null,null,null,null,null,null,null,3,null,null,null,null,null,null,null,null,null,null,null,null,null,null,null,null,null,null,3,null,null,null,null,null,null,null,null,null,null,null,null,null,null,null,null,null,null,null,null,null,null,null,null,null,null,null,null,3,null,null,null,null,null,null,null,null,null,null,null,null,null,null,null,null,null,null,null,null,null,null,null,null,null,null,null,"x",null,null,null,null,null,null,null,null,null,null,null,1,null,null,null,null,null,null,null,null,null,null,1,null,null,null,null,null,null,null,1,null,null,null,null,null,null,null,null,null,null,1,null,null,null,null,null,null,null,null,null,null,null,null,null,null,null,null,null,1,null,null,null,null,null,null,null,null,null,null,null,null,null,null,null,null,null,null,null,null,null,2,null,null,null,null,null,null,1,null,null,null,null,null,null,null,null,null,null,null,null,null,null,null,null,null,null,null,null,null,null,1,null,null,null,null,null,null,null,null,null,null,null,1]
["ACH580-01-430A-4","R9",414,430,null,null,null,null,null,null,null,null,null,null,null,null,null,null,null,null,null,null,null,null,null,null,"3",null,null,null,null,null,null,null,null,null,null,null,null,null,null,null,null,null,null,null,null,null,null,null,null,null,null,null,null,null,null,null,null,null,null,null,null,null,null,null,null,null,null,null,null,3,null,null,null,null,null,null,null,null,null,null,null,null,null,null,null,null,null,3,null,null,null,null,null,null,null,null,null,null,null,null,null,null,null,null,null,null,null,null,null,null,null,null,null,null,null,null,3,null,null,null,null,null,null,null,null,null,null,null,null,null,null,null,null,null,null,null,null,null,null,null,null,null,null,"x",null,null,null,null,null,null,null,null,null,null,null,1,null,null,null,null,null,null,null,null,null,null,1,null,null,null,null,null,null,null,null,1,null,null,null,null,null,null,null,null,null,1,null,null,null,null,null,null,null,null,null,null,null,null,null,null,null,null,null,1,null,null,null,null,null,null,null,null,null,null,null,null,null,null,null,null,null,null,null,null,null,2,null,null,null,null,null,null,1,null,null,null,null,null,null,null,null,null,null,null,null,null,null,null,null,null,null,null,null,null,null,1,null,null,null,null,null,null,null,null,null,null,null,1]
["ACH580-04-505A-4","R10",483,505,null,null,null,null,null,null,null,null,null,null,null,null,null,null,null,null,null,null,null,null,null,null,null,null,null,null,null,null,null,null,null,null,null,null,null,null,"x",null,null,null,null,null,null,null,null,null,null,null,null,null,null,null,null,null,null,null,null,null,null,null,null,null,null,null,null,null,null,null,null,null,3,null,null,null,null,null,null,null,null,null,null,null,null,null,null,null,3,null,null,null,null,null,null,null,null,null,null,null,null,null,null,null,null,null,null,null,null,null,null,null,null,null,null,null,null,null,null,null,null,null,null,null,null,null,null,null,null,null,null,null,null,null,null,null,null,null,null,null,null,null,null,"x",null,null,null,null,null,null,null,null,null,null,null,null,1,null,null,null,null,null,null,null,null,null,null,null,null,null,null,null,null,null,null,1,null,null,null,null,null,null,null,null,null,1]
["ACH580-04-585A-4","R10",573,585,null,null,null,null,null,null,null,null,null,null,null,null,null,null,null,null,null,null,null,null,null,null,null,null,null,null,null,null,null,null,null,null,null,null,null,null,"x",null,null,null,null,null,null,null,null,null,null,null,null,null,null,null,null,null,null,null,null,null,null,null,null,null,null,null,null,null,null,null,null,null,3,null,null,null,null,null,null,null,null,null,null,null,null,null,null,null,null,3,null,null,null,null,null,null,null,null,null,null,null,null,null,null,null,null,null,null,null,null,null,null,null,null,null,null,null,null,null,null,null,null,null,null,null,null,null,null,null,null,null,null,null,null,null,null,null,null,null,null,null,null,null,"x",null,null,null,null,null,null,null,null,null,null,null,null,null,1,null,null,null,null,null,null,null,null,null,null,null,null,null,null,null,null,null,1,null,null,null,null,null,null,null,null,null,1]
["ACH580-04-650A-4","R10",623,650,null,null,null,null,null,null,null,null,null,null,null,null,null,null,null,null,null,null,null,null,null,null,null,null,null,null,null,null,null,null,null,null,null,null,null,null,"x",null,null,null,null,null,null,null,null,null,null,null,null,null,null,null,null,null,null,null,null,null,null,null,null,null,null,null,null,null,null,null,null,null,3,null,null,null,null,null,null,null,null,null,null,null,null,null,null,null,null,3,null,null,null,null,null,null,null,null,null,null,null,null,null,null,null,null,null,null,null,null,null,null,null,null,null,null,null,null,null,null,null,null,null,null,null,null,null,null,null,null,null,null,null,null,null,null,null,null,null,null,null,null,null,"x",null,null,null,null,null,null,null,null,null,null,null,null,null,1,null,null,null,null,null,null,null,null,null,null,null,null,null,null,null,null,null,null,1,null,null,null,null,null,null,null,null,null,1]
["ACH580-04-725A-4","R11",705,725,null,null,null,null,null,null,null,null,null,null,null,null,null,null,null,null,null,null,null,null,null,null,null,null,null,null,null,null,null,null,null,null,null,null,null,null,"x",null,null,null,null,null,null,null,null,null,null,null,null,null,null,null,null,null,null,null,null,null,null,null,null,null,null,null,null,null,null,null,null,null,null,null,null,null,null,null,null,null,null,null,null,null,null,null,null,null,null,null,3,null,null,null,null,null,null,null,null,null,null,null,null,null,null,null,null,null,null,null,null,null,null,null,null,null,null,null,null,null,null,null,null,null,null,null,null,null,null,null,null,null,null,null,null,null,null,null,null,null,null,null,null,"x",null,null,null,null,null,null,null,null,null,null,null,null,null,null,1,null,null,null,null,null,null,null,null,null,null,null,null,null,null,null,null,null,1,null,null,null,null,null,null,null,null,null,1]
["ACH580-04-820A-4","R11",807,820,null,null,null,null,null,null,null,null,null,null,null,null,null,null,null,null,null,null,null,null,null,null,null,null,null,null,null,null,null,null,null,null,null,null,null,null,"x",null,null,null,null,null,null,null,null,null,null,null,null,null,null,null,null,null,null,null,null,null,null,null,null,null,null,null,null,null,null,null,null,null,null,null,null,null,null,null,null,null,null,null,null,null,null,null,null,null,null,null,null,3,null,null,null,null,null,null,null,null,null,null,null,null,null,null,null,null,null,null,null,null,null,null,null,null,null,null,null,null,null,null,null,null,null,null,null,null,null,null,null,null,null,null,null,null,null,null,null,null,null,null,null,"x",null,null,null,null,null,null,null,null,null,null,null,null,null,null,1,null,null,null,null,null,null,null,null,null,null,null,null,null,null,null,null,null,null,1,null,null,null,null,null,null,null,null,null,1]
["ACH580-04-880A-4","R11",807,880,null,null,null,null,null,null,null,null,null,null,null,null,null,null,null,null,null,null,null,null,null,null,null,null,null,null,null,null,null,null,null,null,null,null,null,null,"x",null,null,null,null,null,null,null,null,null,null,null,null,null,null,null,null,null,null,null,null,null,null,null,null,null,null,null,null,null,null,null,null,null,null,null,null,null,null,null,null,null,null,null,null,null,null,null,null,null,null,null,null,3,null,null,null,null,null,null,null,null,null,null,null,null,null,null,null,null,null,null,null,null,null,null,null,null,null,null,null,null,null,null,null,null,null,null,null,null,null,null,null,null,null,null,null,null,null,null,null,null,null,null,null,"x",null,null,null,null,null,null,null,null,null,null,null,null,null,null,1,null,null,null,null,null,null,null,null,null,null,null,null,null,null,null,null,null,null,1,null,null,null,null,null,null,null,null,null,1]

{"sheet":"ACQ580-01_04","index":8,"n_rows":54,"n_cols":270,"rows_kept":54,"cut":false,"hidden":false,"merged":[[2,245,2,269],[2,162,2,169],[2,6,2,40],[2,41,2,74],[2,94,2,121],[2,146,2,161],[2,122,2,145],[2,75,2,93],[2,170,2,179],[2,190,2,208],[2,180,2,189],[2,209,2,228],[2,229,2,244]]}
[null,null,null,null,"Main Cable",null,"Main Fuses (gG)",null,null,null,null,null,null,null,null,null,null,null,null,null,null,null,null,null,null,null,null,null,null,null,null,null,null,null,null,null,null,null,null,null,null,"Main Fuses (aR) (BLADE style DIN 43620 )",null,null,null,null,null,null,null,null,null,null,null,null,null,null,null,null,null,null,null,null,null,null,null,null,null,null,null,null,null,null,null,null,null,"Main Fuses (aR) (BOLTED tags DIN 43653 )",null,null,null,null,null,null,null,null,null,null,null,null,null,null,null,null,null,null,"Main Fuses (UL)",null,null,null,null,null,null,null,null,null,null,null,null,null,null,null,null,null,null,null,null,null,null,null,null,null,null,null,"Miniature circuit breaker",null,null,null,null,null,null,null,null,null,null,null,null,null,null,null,null,null,null,null,null,null,null,null,"Moulded Case Circuit Breaker",null,null,null,null,null,null,null,null,null,null,null,null,null,null,null,"Mains Switch for gG fuse",null,null,null,null,null,null,null,"Mains Switch  ",null,null,null,null,null,null,null,null,null,"Mains Switch UL",null,null,null,null,null,null,null,null,null,"Main Contactor",null,null,null,null,null,null,null,null,null,null,null,null,null,null,null,null,null,null,"Braking Resistor",null,null,null,null,null,null,null,null,null,null,null,null,null,null,null,null,null,null,null,"Output Chokes (du/dt filters)",null,null,null,null,null,null,null,null,null,null,null,null,null,null,null,"Sine Filter"]
[]
["Type",null,null,"Current ratings","Mains cable *",null,"gG Fuses (see footnotes)",null,null,null,null,null,null,null,null,null,null,null,null,null,null,null,null,null,null,null,null,null,null,null,null,null,null,null,null,null,null,null,null,null,null,"aR Fuses(see footnotes)",null,null,null,null,null,null,null,null,null,null,null,null,null,null,null,null,null,null,null,null,null,null,null,null,null,null,null,null,null,null,null,null,null,"aR Fuses",null,null,null,null,null,null,null,null,null,null,null,null,null,null,null,null,null,null,"UL-class Fuses",null,null,null,null,null,null,null,null,null,null,null,null,null,null,null,null,null,null,null,null,null,null,null,null,null,null,null,"Miniature circuit breaker",null,null,null,null,null,null,null,null,null,null,null,null,null,null,null,null,null,null,null,null,null,null,null,"Tmax Moulded Case Circuit Breaker",null,null,null,null,null,null,null,null,null,null,null,null,null,null,null,"Switch Fuse",null,null,null,null,null,null,null,"Switch",null,null,null,null,null,null,null,null,null,"Switch UL",null,null,null,null,null,null,null,null,null,"Contactor",null,null,null,null,null,null,null,null,null,null,null,null,null,null,null,null,null,null,"Braking Resistor",null,null,null,null,null,null,null,null,null,null,null,null,null,null,null,null,null,null,null,"du/dt filters",null,null,null,null,null,null,null,null,null,null,null,null,null,null,null,"Sine Filter"]
[null,null,null,null,null,null,"gG Fuses","gG Fuses","gG Fuses","gG Fuses","gG Fuses","gG Fuses","gG Fuses","gG Fuses","gG Fuses","gG Fuses","gG Fuses","gG Fuses","gG Fuses","gG Fuses","gG Fuses","gG Fuses","gG Fuses","gG Fuses","gG Fuses","gG Fuses","gG Fuses","gG Fuses","gG Fuses","gG Fuses","gG Fuses","gG Fuses","gG Fuses","gG Fuses","gG Fuses","gG Fuses","gG Fuses","gG Fuses","gG Fuses","gG Fuses","gG Fuses","aR Fuses","aR Fuses","aR Fuses","aR Fuses","aR Fuses","aR Fuses","aR Fuses","aR Fuses","aR Fuses","aR Fuses","aR Fuses","aR Fuses","aR Fuses","aR Fuses","aR Fuses","aR Fuses","aR Fuses","aR Fuses","aR Fuses","aR Fuses","aR Fuses","aR Fuses","aR Fuses","aR Fuses","aR Fuses","aR Fuses","aR Fuses","aR Fuses","aR Fuses","aR Fuses","aR Fuses","aR Fuses","aR Fuses","aR Fuses","aR Fuses","aR Fuses","aR Fuses","aR Fuses","aR Fuses","aR Fuses","aR Fuses","aR Fuses","aR Fuses","aR Fuses","aR Fuses","aR Fuses","aR Fuses","aR Fuses","aR Fuses","aR Fuses","aR Fuses","aR Fuses","aR Fuses","T-class","T-class","T-class","T-class","T-class","T-class","T-class","T-class","T-class","T-class","T-class","T-class","T-class","T-class","T-class","T-class","T-class","T-class","T-class","T-class","T-class","T-class","T-class","T-class","T-class","L-class","L-class","L-class","Miniature circuit breaker","Miniature circuit breaker","Miniature circuit breaker","Miniature circuit breaker","Miniature circuit breaker","Miniature circuit breaker","Miniature circuit breaker","Miniature circuit breaker","Miniature circuit breaker","Miniature circuit breaker","Miniature circuit breaker","Miniature circuit breaker","Miniature circuit breaker","Miniature circuit breaker","Miniature circuit breaker","Miniature circuit breaker","Miniature circuit breaker","Miniature circuit breaker","Miniature circuit breaker","Miniature circuit breaker","Miniature circuit breaker","Miniature circuit breaker","Miniature circuit breaker",null,"Tmax Moulded Case Circuit Breaker","Tmax Moulded Case Circuit Breaker","Tmax Moulded Case Circuit Breaker","Tmax Moulded Case Circuit Breaker","Tmax Moulded Case Circuit Breaker","Tmax Moulded Case Circuit Breaker","Tmax Moulded Case Circuit Breaker","Tmax Moulded Case Circuit Breaker","Tmax Moulded Case Circuit Breaker","Tmax Moulded Case Circuit Breaker","Tmax Moulded Case Circuit Breaker","Tmax Moulded Case Circuit Breaker","Tmax Moulded Case Circuit Breaker","Tmax Moulded Case Circuit Breaker","Tmax Moulded Case Circuit Breaker",null,"Switch Fuse","Switch Fuse","Switch Fuse","Switch Fuse","Switch Fuse","Switch Fuse","Switch Fuse","Switch Fuse","Switch-disconnector","Switch-disconnector","Switch-disconnector","Switch-disconnector","Switch-disconnector","Switch-disconnector","Switch-disconnector","Switch-disconnector","Switch-disconnector","Switch-disconnector","Switch-disconnector","Switch-disconnector","Switch-disconnector","Switch-disconnector","Switch-disconnector","Switch-disconnector","Switch-disconnector","Switch-disconnector","Switch-disconnector","Switch-disconnector","Contactor","Contactor","Contactor","Contactor","Contactor","Contactor","Contactor","Contactor","Contactor","Contactor","Contactor","Contactor","Contactor","Contactor","Contactor","Contactor","Contactor","Contactor","Contactor","Braking Resistor","Braking Resistor","Braking Resistor","Braking Resistor","Braking Resistor","Braking Resistor","Braking Resistor","Braking Resistor","Braking Resistor","Braking Resistor","Braking Resistor","Braking Resistor","Braking Resistor","Braking Resistor","Braking Resistor","Braking Resistor","Braking Resistor","Braking Resistor","Braking Resistor","Braking Resistor","du/dt filters unprotected (IP00)","du/dt filters unprotected (IP00)","du/dt filters unprotected (IP00)","du/dt filters unprotected (IP00)","du/dt filters unprotected (IP00)","du/dt filters unprotected (IP00)","du/dt filters unprotected (IP00)","du/dt filters unprotected (IP00)","du/dt filters protected (IP22)","du/dt filters protected (IP22)","du/dt filters protected (IP22)","du/dt filters protected (IP22)","du/dt filters protected (IP54)","du/dt filters protected (IP54)","du/dt filters protected (IP54)","du/dt filters protected (IP54)","Sine Filter (IP00)","Sine Filter (IP00)","Sine Filter (IP00)","Sine Filter (IP00)","Sine Filter (IP00)","Sine Filter (IP00)","Sine Filter (IP00)","Sine Filter (IP00)","Sine Filter (IP00)","Sine Filter (IP00)","Sine Filter (IP00)","Sine Filter (IP00)","Sine Filter (IP00)","Sine Filter (IP21)","Sine Filter (IP21)","Sine Filter (IP21)","Sine Filter (IP21)","Sine Filter (IP21)","Sine Filter (IP21)","Sine Filter (IP21)","Sine Filter (IP21)","Sine Filter (IP21)","Sine Filter (IP21)","Sine Filter (IP21)","Sine Filter (IP21)"]
[null,null,"I1N","I2cont.max",null,null,"ABB: OFAF000H4 4A, 500V, 55A2s","ABB: OFAF000H6 6A, 500V, 110A2s","ABB: OFAF000H10 10A, 500V, 360A2s","ABB: OFAF000H16 16A, 500V, 740A2s","ABB: OFAF000H25 25A, 500V, 2,5kA2s","ABB: OFAF000H32 32A, 500V, 4kA2s","ABB: OFAF000H40 40A, 500V, 7,7A2s","ABB: OFAF000H50 50A, 500V, 16kA2s","ABB: OFAF000H63 63A, 500V, 20,1kA2s","ABB: OFAF000H80 80A, 500V, 37,5kA2s","ABB: OFAF000H100 100A, 500V, 65kASs","ABB: OFAF00H125 125A, 500V, 103kA2s","ABB: OFAF00H160 160A, 500V, 185kA2s","ABB: OFAF0H200 200A, 500V, 300kA2s","ABB: OFAF0H250 250A, 500V, 600kA2s","ABB: OFAF1H315 315A, 500V, 710kA2s","ABB: OFAF1H355 355A, 500V, 920kA2s","ABB: OFAF2H400 400A, 500V, 1000kA2s","ABB: OFAF2H425 425A, 500V, 1300kA2s","ABB: OFAF2H500 500A, 500V, 2000kA2s","ABB: OFAF3H630 630A, 500V, 2800kA2s","ABB: OFAA000GG16 16A, 690V, 1,2kA2s","ABB: OFAA000GG20 20A, 690V, 2,4kA2s","ABB: OFAA000GG25 25A, 690V, 4kA2s","ABB: OFAA000GG35 35A, 690V, 12kA2s","ABB: OFAA000GG50 50A, 690V, 24kA2s","ABB: OFAA000GG63 63A, 690V, 30kA2s","ABB: OFAA0GG80 16A, 690V, 51kA2s","ABB: OFAA0GG100 100A, 690V, 95kA2s","ABB: OFAA1GG160 160A, 690V, 240kA2s","ABB: OFAA1GG200 200A, 690V, 350kA2s","ABB: OFAA1GG250 250A, 690V, 700kA2s","ABB: OFAA2GG315 315A, 690V, 850kA2s","ABB: OFAA3GG400 400A, 690V, 1300kA2s","gG fuse is too slow for this drive","Bussmann: 170M1559 16A, 690V, 48A2s","Bussmann: 170M1560 20A, 690V, 78A2s","Bussmann: 170M1561 25A, 690V, 130A2s","Bussmann: 170M1562 32A, 690V, 270A2s","Bussmann: 170M1563 40A, 690V, 460A2s","Bussmann: 170M1564 50A, 690V, 770A2s","Bussmann: 170M1565 63A, 690V, 1450A2s","Bussmann: 170M1566 80A, 690V, 2550A2s","Bussmann: 170M1567 100A, 690V, 4650A2s","Bussmann: 170M1568 125A, 690V, 8500A2s","Bussmann: 170M1569 160A, 690V, 16kA2s","Bussmann: 170M3813 125A, 690V, 3700A2s","Bussmann: 170M3814 160A, 690V, 7500A2s","Bussmann: 170M3815 200A, 690V, 15kA2s","Bussmann: 170M3816 250A, 690V, 28500A2s","Bussmann: 170M3817 315A, 690V, 46500A2s","Bussmann: 170M3818 350A, 690V, 68500A2s","Bussmann: 170M5808 400A, 690V, 74kA2s","Bussmann: 170M5809 450A, 690V, 105kA2s","Bussmann: 170M5810 500A, 690V, 145kA2s","Bussmann: 170M5811 550A, 690V, 190kA2s","Bussmann: 170M5812 630A, 690V, 275kA2s","Bussmann: 170M6810 630A, 690V, 220kA2s","Bussmann: 170M6810D 630A, 690V, 490 kA2s","Bussmann: 170M5813 700A, 690V, 405kA2s","Bussmann: 170M6811D 700A, 690V, 320 kA2s","Bussmann: 170M6812D 800A, 690V, 490 kA2s","Bussmann: 170M6813D 900A, 690V, 720 kA2s","Bussmann: 170M6814D 1000A, 690V, 985 kA2s","Bussmann: 170M6892D 1100A, 690V, 1400 kA2s","Bussmann: 170M8554D 1250A, 690V, 2150 kA2s","Bussmann: 170M8555D 1400A, 690V,2700 kA2s","Bussmann: 170M8556D 1500A, 690V,3350 kA2s","Bussmann: 170M8557D 1600A, 690V,4150 kA2s","Bussmann: 170M1311\n25A, 690V, 0,130 kA2s","Bussmann: 170M1313\n40A, 690V, 0,46 kA2s","Bussmann: 170M1315\n63A, 690V, 1,45 kA2s","Bussmann: 170M1316\n80A, 690V, 2,55 kA2s","Bussmann: 170M1417\n100A, 690V, 4,65 kA2s","Bussmann: 170M1318\n125A, 690V, 8,5 kA2s","Bussmann: 170M1319\n160A, 690V, 16 kA2s","Bussmann: 170M3015\n200A, 690V, 15 kA2s","Bussmann: 170M3016\n250A, 690V, 28,5 kA2s","Bussmann: 170M3017\n315A, 690V, 46,5 kA2s","Bussmann: 170M3018\n350A, 690V, 68,5 kA2s","Bussmann: 170M5009\n450A, 690V, 105 kA2s","Bussmann: 170M5010\n500A, 690V, 145 kA2s","Bussmann: 170M5012\n630A, 690V, 275 kA2s","Bussmann: 170M5013\n700A, 690V, 405 kA2s","Bussmann: 170M6012\n800A, 690V, 465 kA2s","Bussmann: 170M6014\n1000A, 690V, 945 kA2s","Bussmann: 170M6016\n1250A, 690V, 1950 kA2s","Bussmann: 170M6269\n1600A, 690V, 3900 kA2s","Bussmann: JJS-3 3A, 600V","Bussmann: JJS-6 6A, 600V","Bussmann: JJS-10 10A, 600V","Bussmann: JJS-15 15A, 600V","Bussmann: JJS-20 20A, 600V","Bussmann: JJS-25 25A, 600V","Bussmann: JJS-30 30A, 600V","Bussmann: JJS-35 35A, 600V","Bussmann: JJS-40 40A, 600V","Bussmann: JJS-50 50A, 600V","Bussmann: JJS-60 60A, 600V","Bussmann: JJS-80 80A, 600V","Bussmann: JJS-90 90A, 600V","Bussmann: JJS-100 100A, 600V","Bussmann: JJS-110 110A, 600V","Bussmann: JJS-125 125A, 600V","Bussmann: JJS-150 150A, 600V","Bussmann:  JJS-200 200A, 600V","Bussmann: JJS-225 225A, 600V","Bussmann: JJS-250 250A, 600V","Bussmann: JJS-300 300A, 600V","Bussmann: JJS-350 350A, 600V","Bussmann: JJS-400 400A, 600V","Bussmann: JJS-500 500A, 600V","Bussmann: JJS-600 600A, 600V","Ferraz: A4BY800    800A, 600V ","Ferraz: A4BY900    900A, 600V ","Ferraz: A4BY1000    1000A, 600V ","ABB: S 203P-Z 10 (prospective SC current 25kA)","ABB: S 203P-B/C/Z 10 (prospective SC current 20kA)","ABB: S 203P-Z 16 (prospective SC current 25kA)","ABB: S 203P-B/C/Z 16 (prospective SC current 20kA)","ABB: S 203P-Z 20 (prospective SC current 25kA)","ABB: S 203P-B/C/Z 20 (prospective SC current 20kA)","ABB: S 203P-Z 25 (prospective SC current 25kA)","ABB: S 203P-B/C/Z 25 (prospective SC current 20kA)","ABB: S 203P-Z 32 (prospective SC current 15kA)","ABB: S 203P-B/C/Z 32 (prospective SC current 12kA)","ABB: S 203P-Z 40 (prospective SC current 15kA)","ABB: S 203P-B/C/Z 40 (prospective SC current 12kA)","ABB: S 203P-Z 50 (prospective SC current 15kA)","ABB: S 203P-B/C/Z 50 (prospective SC current 12kA)","ABB: S 203 M/P-B/C 50 (prospective SC current 5kA)","ABB: S 203 M/P-B/C 63 (prospective SC current 5kA)","ABB: S 803 S-B/C 6 (prospective SC current 10kA)","ABB: S 803 S-B/C 10 (prospective SC current 10kA)","ABB: S 803 S-B/C 13 (prospective SC current 10kA)","ABB: S 803 S-B/C 20 (prospective SC current 10kA, >500V 4kA)","ABB: S 803 S-B/C 80 (prospective SC current 10kA, >500V 4kA)","ABB: S 803 S-B/C 100 (prospective SC current 50kA, >500V 3kA)","ABB: S 803 S-B/C 125 (prospective SC current 10kA, >500V 3kA)","No miniature breaker for this drive. Select molded case breaker.","ABB: 1SDA067914R1 (XT2 L 160 Ekip LS/I In=10 3p F F) \n500V: Prospective SC current 65kA\n>500V Prospective SC current 18kA","ABB: 1SDA067915R1 (XT2 L 160 Ekip LS/I In=25 3p F F)\n500V: Prospective SC current 65kA\n>500V Prospective SC current 18kA","ABB: 1SDA067916R1 (XT2 L 160 Ekip LS/I In=63 3p F F)\n500V: Prospective SC current 65kA\n>500V Prospective SC current 18kA","ABB: 1SDA067917R1 (XT2 L 160 Ekip LS/I In=100 3p F F)\n500V: Prospective SC current 65kA\n>500V Prospective SC current 18kA","ABB: 1SDA067918R1 (XT2 L 160 Ekip LS/I In=160 3p F F)\nProspective SC current 65kA\n\n","ABB: 1SDA068555R1 (XT4 L 250 Ekip LS/I In=250 3p F F)\nProspective SC current 65kA\n","ABB: 1SDA054069R1 (T4 L 250 PR221DS-LS/I In=100 3p F F)\n500V: Prospective SC current 65kA\n>500V Prospective SC current 35kA","ABB: 1SDA054070R1 (T4 L 250 PR221DS-LS/I In=160 3p F F)\n500V: Prospective SC current 65kA\n>500V Prospective SC current 35kA","ABB: 1SDA054071R1 (T4 L 250 PR221DS-LS/I In=250 3p F F)\n500V: Prospective SC current 65kA\n>500V Prospective SC current 35kA","ABB: 1SDA054141R1 (T4 L 320 PR221DS-LS/I In=320 3p F F)\nProspective SC current 65kA\n","ABB: 1SDA054365R1 (T5 L 400 PR221DS-LS/I In=400 3p F F)\nProspective SC current 65kA","ABB: 1SDA054420R1 (T5 L 630 PR221DS-LS/I In=630 3p F F)\nProspective SC current 65kA","ABB: 1SDA054412R1 (T5H 630 PR221DS-LS/I In=630 3p F F)","ABB: 1SDA069428R1 (T6V 800 PR221DS-LS/I In=800 3p F F)","ABB: 1SDA062770R1 (T7H 1000 PR231/P LS/I In=1000A 3p F F)","No Moulded case circuit breaker for this drive. Select miniature circuit breaker.","ABB: OS32GD_ (1000V,32A,DIN 000)","ABB: OS63GD_ (1000V,63A,DIN 000)","ABB: OS125GD_ (1000V, 125A, DIN 000,00)","ABB: OS160GD_ (1000V, 160A, DIN 000,00)","ABB: OS250D12_ (1000V, 250A, DIN 0-1)","ABB: OS400D12_ (1000V, 400A, DIN 0-2)","ABB: OS630D12_ (1000V, 630A, DIN 3)",null,"ABB: OT16F3_ (750V,16A)","ABB: OT25F3_ (750V,25A)","ABB: OT63F3_ (750V, 63A)","ABB: OT100F_ (750V, 100A)","ABB: OT160EV_ (1000V, 160A)","ABB: OT250E_ (1000V, 250A)","ABB: OT400E_ (1000V, 400A)","ABB: OT630E_ (1000V, 630A)","ABB: OT800E_ (1000V, 800A)","ABB: OT1000E_ (1000V, 1000A)","ABB: OT16F3_ (750V,16A)","ABB: OT25F3_ (750V,25A)","ABB: OT63F3_ (750V, 63A)","ABB: OT100F_ (750V, 100A)","ABB: OT200U_ (1000V, 200A)","ABB: OT250E_ (1000V, 250A)","ABB: OT400U_ (1000V, 400A)","ABB: OT600U_ (1000V, 600A)","ABB: OT800U_ (1000V, 800A)","ABB: OT1200U_ (1000V, 1200A)","ABB: AF09-30-22-13 (25A,1000V 100-250V/50-60Hz)","ABB: AF12-30-22-13 (28A,1000V 100-250V/50-60Hz)","ABB: AF16-30-22-13 (30A,1000V 100-250V/50-60Hz)","ABB: AF26-30-22-13 (45A,1000V 100-250V/50-60Hz)","ABB: AF30-30-22-13 (50A,1000V 100-250V/50-60Hz)","ABB: AF52-30-22-13 (100A,1000V 100-250V/50-60Hz)","ABB: AF65-30-22-13 (115A,1000V 100-250V/50-60Hz)","ABB: AF75-30-22-70 (125A,1000V 100-250V/50-60Hz)","ABB: AF95-30-22-70 (145A,1000V 100-250V/50-60Hz)","ABB: AF110-30-22-70 (160A,1000V 100-250V/50-60Hz)","ABB: AF146-30-22-13 (250A,1000V 100-250V/50-60Hz)","ABB: AF185-30-22-70 (275A,1000V 100-250V/50-60Hz)","ABB: AF210-30-22-70 (350A,1000V 100-250V/50-60Hz)","ABB: AF265-30-22-13 (400A,1000V 100-250V/50-60Hz)","ABB: AF300-30-22-70 (500A,1000V 100-250V/50-60Hz)","ABB: AF400-30-22-70 (600A,1000V 100-250V/50-60Hz)","ABB: AF460-30-22-70 (700A,1000V 100-250V/50-60Hz)","ABB: AF580-30-22-70 (800A,1000V 100-250V/50-60Hz)","ABB: AF750-30-22-70 (1050A,1000V 100-250V/50-60Hz)","ABB Drives: JBR-01","Danotherm: CBH 360 C T 406 210R","Danotherm: CBR-V 330 D T 406 78R UL","Danotherm: CBR-V 560 D HT 406 39R UL","Danotherm: CBT-H 560 D HT 406 19R","Danotherm: CBT-H 760 D HT 406 16R","BRK-D brake chopper with internal brake resistor","ABB Drives: SACE08RE44","ABB Drives: SACE15RE22","ABB Drives: SACE15RE13","ABB Drives: SAFUR90F575","ABB Drives: SAFUR90F575","ABB Drives: SAFUR80F500","ABB Drives: SAFUR125F500","ABB Drives: SAFUR125F500","ABB Drives: SAFUR200F500","ABB Drives: SAFUR210F575","ABB Drives: SAFUR125F500","ABB Drives: SAFUR200F500","ABB Drives: SAFUR210F575","ABB Drives: NOCH0016-60","ABB Drives: NOCH0030-60","ABB Drives: NOCH0070-60","ABB Drives: NOCH0120-60","ABB Drives: FOCH0260-70","ABB Drives: FOCH0320-50","ABB Drives: FOCH0610-70","ABB Drives: FOCH0875-70","ABB Drives: NOCH0016-62","ABB Drives: NOCH0030-62","ABB Drives: NOCH0070-62","ABB Drives: NOCH0120-62","ABB Drives: NOCH0016-65","ABB Drives: NOCH0030-65","ABB Drives: NOCH0070-65","ABB Drives: NOCH0120-65","TDK: B84143V0006R231","TDK: B84143V0007R231","TDK: B84143V0012R231","TDK: B84143V0016R229","TDK: B84143V0038R231","TDK: B84143V0043R231","TDK: B84143V0064R231","TDK: B84143V0077R231","TDK: B84143V0091R231","TDK: B84143V0145R231","TDK: B84143V0209R231","TDK: B84143V0249R231","TDK: B84143V0390S229","TDK: B84143V0004R229 +B84143Q0002R229","TDK: B84143V0006R229 +B84143Q0002R229","TDK: B84143V0011R229 +B84143Q0004R229","B84143V0016R229 +B84143Q0006R229","TDK: B84143V0025R229 +B84143Q0008R229","TDK: B84143V0033R229 +B84143Q0008R229","TDK: B84143V0050R229 +B84143Q0010R229","TDK: B84143V0066R229 +B84143Q0010R229","TDK: B84143V0095R229 +B84143Q0012R229","TDK: B84143V0162S229 +B84143Q0014R229","TDK: B84143V0230S229 +B84143Q0016R229","TDK: B84143V0390S229 +B84143Q0018R229"]
[null,"Frame",null,null,null,null,"230/115","230/115","230/115","230/115","230/115","230/115","230/115","230/115","230/115","230/115","230/115","230/115","230/115","230/115","230/115","230/115","230/115","230/115","230/115","230/115","230/115","230/115","230/115","230/115","230/115","230/115","230/115","230/115","230/115","230/115","230/115","230/115","230/115","230/115","230/115","230/115","230/115","230/115","230/115","230/115","230/115","230/115","230/115","230/115","230/115","230/115","230/115","230/115","230/115","230/115","230/115","230/115","230/115","230/115","230/115","230/115","230/115","230/116","230/115","230/115","230/115","230/115","230/115","230/115","230/115","230/115","230/115","230/115","230/115","230/115","230/115","230/115","230/115","230/115","230/115","230/115","230/115","230/115","230/115","230/115","230/115","230/115","230/115","230/115","230/115","230/115","230/115","230/115","230/115","230/115","230/115","230/115","230/115","230/115","230/115","230/115","230/115","230/115","230/115","230/115","230/115","230/115","230/115","230/115","230/115","230/115","230/115","230/115","230/115","230/115","230/115","230/115","230/115","230/115","230/115","230/115","230/115","230/115","230/115","230/115","230/115","230/115","230/115","230/115","230/115","230/115","230/115","230/115","230/115","230/115","230/115","230/115","230/115","230/115","230/115","230/115","230/115","230/115","230/115","230/115","230/115","230/115","230/115","230/115","230/115","230/115","230/115","230/115","230/115","230/115","230/115","230/115","230/115","230/115","230/115","230/115","230/115","230/115","230/115","230/115","230/115","230/115","230/115","230/115","230/115","230/115","230/115","230/115","230/115","230/115","230/115","230/115","230/115","230/115","230/115","230/115","230/115","230/115","230/115","230/115","230/115","230/115","230/115","230/115","230/115","230/115","230/115","230/115","230/115","230/115","230/115","230/115","230/115","230/115","230/115","230/115","230/115","230/115","230/115","230/115","230/115","230/115","230/115","230/115","230/115","230/115","230/115","230/115","230/115","230/115","230/115","230/115","230/115","230/115","230/115","230/115","230/115","230/115","230/115","230/115","230/115","230/115","230/115","230/115","230/115","230/115","230/115","230/115","230/115","230/115","230/116","230/115","230/115","230/115","230/115","230/115","230/115","230/115","230/115","230/115","230/115","230/115","230/115","230/115","230/115","230/115","230/115","230/115","230/115","230/115","230/115","230/115","230/115","230/115","230/115","230/115","230/115","230/115","230/115","230/115","230/115","230/115","230/115","230/115"]
[null,null,null,null,null,"Part number ->",null,null,null,null,null,null,null,null,null,null,null,null,null,null,null,null,null,null,null,null,null,null,null,null,null,null,null,null,null,null,null,null,null,null,"Select aR Fuses",null,null,null,null,null,null,null,null,null,null,null,null,null,null,null,null,null,null,null,null,null,null,null,null,null,null,null,null,null,null,null,null,null,null,null,null,null,null,null,null,null,null,null,null,null,null,null,null,null,null,null,null,null,"UN = 440....480 V","UN = 440....480 V","UN = 440....480 V","UN = 440....480 V","UN = 440....480 V","UN = 440....480 V","UN = 440....480 V","UN = 440....480 V","UN = 440....480 V","UN = 440....480 V","UN = 440....480 V","UN = 440....480 V","UN = 440....480 V","UN = 440....480 V","UN = 440....480 V","UN = 440....480 V","UN = 440....480 V","UN = 440....480 V","UN = 440....480 V","UN = 440....480 V","UN = 440....480 V","UN = 440....480 V","UN = 440....480 V","UN = 440....480 V","UN = 440....480 V","UN = 440....480 V","UN = 440....480 V","UN = 440....480 V",null,null,null,null,null,null,null,null,null,null,null,null,null,null,null,null,null,null,null,null,null,null,null,null,null,null,null,null,null,null,"*) Alternative option","*) Alternative option","*) Alternative option",null,null,null,null,null,null,null,null,null,null,null,null,null,null,null,"Fuses are not included.","Fuses are not included.","Fuses are not included.","Fuses are not included.","Fuses are not included.","Fuses are not included.","Fuses are not included.","Fuses are not included.","Fuses are not included.","Fuses are not included.","Fuses are not included.","Fuses are not included.","Fuses are not included.","Fuses are not included.","Fuses are not included.","Fuses are not included.","Fuses are not included.","Fuses are not included.","Fuses are not included.","Fuses are not included.","≤40 °C","≤40 °C","≤40 °C","≤40 °C","≤40 °C","≤40 °C","≤40 °C","≤40 °C","≤40 °C","≤40 °C","≤40 °C","≤40 °C","≤40 °C","≤40 °C","≤40 °C","≤40 °C","≤40 °C","≤40 °C","≤40 °C","Connected in series","No external brake chopper needed","No external brake chopper needed","No external brake chopper needed","No external brake chopper needed","No external brake chopper needed",null,null,null,null,null,"Connected in series","(with code +D150)","(with code +D150)","+ NBRA-658 brake chopper","+ NBRA-658 brake chopper","+ NBRA-658 brake chopper","+ NBRA-658 brake chopper","+ NBRA-659 brake chopper","+ NBRA-658 brake chopper"]
[]
["UN = 200...240 V (200, 208, 220, 230, 240 V)-IEC Ratings-"]
["ACQ580-01-04A7-2","R1",4.7,null,null,null,null,null,null,null,3,null,null,null,null,null,null,null,null,null,null,null,null,null,null,null,null,null,null,null,null,null,null,null,null,null,null,null,null,null,null,null,null,null,null,3,null,null,null,null,null,null,null,null,null,null,null,null,null,null,null,null,null,null,null,null,null,null,null,null,null,null,null,null,null,null,null,null,null,null,null,null,null,null,null,null,null,null,null,null,null,null,null,null,null,null,null,null,null,null,null,null,null,null,null,null,null,null,null,null,null,null,null,null,null,null,null,null,null,null,null,null,null,null,null,null,null,null,null,null,null,null,null,null,null,null,null,null,null,null,null,null,null,null,null,null,null,null,null,null,null,null,null,null,null,null,null,null,null,null,null,null,1,null,null,null,null,null,null,null,1]
["ACQ580-01-06A7-2","R1",6.7,null,null,null,null,null,null,null,3,null,null,null,null,null,null,null,null,null,null,null,null,null,null,null,null,null,null,null,null,null,null,null,null,null,null,null,null,null,null,null,null,null,null,3,null,null,null,null,null,null,null,null,null,null,null,null,null,null,null,null,null,null,null,null,null,null,null,null,null,null,null,null,null,null,null,null,null,null,null,null,null,null,null,null,null,null,null,null,null,null,null,null,null,null,null,null,null,null,null,null,null,null,null,null,null,null,null,null,null,null,null,null,null,null,null,null,null,null,null,null,null,null,null,null,null,null,null,null,null,null,null,null,null,null,null,null,null,null,null,null,null,null,null,null,null,null,null,null,null,null,null,null,null,null,null,null,null,null,null,null,1,null,null,null,null,null,null,null,1]
["ACQ580-01-07A6-2","R1",7.6,null,null,null,null,null,null,null,3,null,null,null,null,null,null,null,null,null,null,null,null,null,null,null,null,null,null,null,null,null,null,null,null,null,null,null,null,null,null,null,null,null,null,3,null,null,null,null,null,null,null,null,null,null,null,null,null,null,null,null,null,null,null,null,null,null,null,null,null,null,null,null,null,null,null,null,null,null,null,null,null,null,null,null,null,null,null,null,null,null,null,null,null,null,null,null,null,null,null,null,null,null,null,null,null,null,null,null,null,null,null,null,null,null,null,null,null,null,null,null,null,null,null,null,null,null,null,null,null,null,null,null,null,null,null,null,null,null,null,null,null,null,null,null,null,null,null,null,null,null,null,null,null,null,null,null,null,null,null,null,1,null,null,null,null,null,null,null,1]
["ACQ580-01-012A-2","R1",12,null,null,null,null,null,null,null,3,null,null,null,null,null,null,null,null,null,null,null,null,null,null,null,null,null,null,null,null,null,null,null,null,null,null,null,null,null,null,null,null,null,null,3,null,null,null,null,null,null,null,null,null,null,null,null,null,null,null,null,null,null,null,null,null,null,null,null,null,null,null,null,null,null,null,null,null,null,null,null,null,null,null,null,null,null,null,null,null,null,null,null,null,null,null,null,null,null,null,null,null,null,null,null,null,null,null,null,null,null,null,null,null,null,null,null,null,null,null,null,null,null,null,null,null,null,null,null,null,null,null,null,null,null,null,null,null,null,null,null,null,null,null,null,null,null,null,null,null,null,null,null,null,null,null,null,null,null,null,null,1,null,null,null,null,null,null,null,1]
["ACQ580-01-018A-2","R1",16.899999999999999,null,null,null,null,null,null,null,3,null,null,null,null,null,null,null,null,null,null,null,null,null,null,null,null,null,null,null,null,null,null,null,null,null,null,null,null,null,null,null,null,null,null,3,null,null,null,null,null,null,null,null,null,null,null,null,null,null,null,null,null,null,null,null,null,null,null,null,null,null,null,null,null,null,null,null,null,null,null,null,null,null,null,null,null,null,null,null,null,null,null,null,null,null,null,null,null,null,null,null,null,null,null,null,null,null,null,null,null,null,null,null,null,null,null,null,null,null,null,null,null,null,null,null,null,null,null,null,null,null,null,null,null,null,null,null,null,null,null,null,null,null,null,null,null,null,null,null,null,null,null,null,null,null,null,null,null,null,null,null,1,null,null,null,null,null,null,null,1]
["ACQ580-01-025A-2","R2",24.5,null,null,null,null,null,null,null,null,null,3,null,null,null,null,null,null,null,null,null,null,null,null,null,null,null,null,null,null,null,null,null,null,null,null,null,null,null,null,null,null,null,null,null,null,3,null,null,null,null,null,null,null,null,null,null,null,null,null,null,null,null,null,null,null,null,null,null,null,null,null,null,null,null,null,null,null,null,null,null,null,null,null,null,null,null,null,null,null,null,null,null,null,null,null,null,null,null,null,null,null,null,null,null,null,null,null,null,null,null,null,null,null,null,null,null,null,null,null,null,null,null,null,null,null,null,null,null,null,null,null,null,null,null,null,null,null,null,null,null,null,null,null,null,null,null,null,null,null,null,null,null,null,null,null,null,null,null,null,null,null,1,null,null,null,null,null,null,null,1]
["ACQ580-01-032A-2","R2",31.2,null,null,null,null,null,null,null,null,null,3,null,null,null,null,null,null,null,null,null,null,null,null,null,null,null,null,null,null,null,null,null,null,null,null,null,null,null,null,null,null,null,null,null,null,3,null,null,null,null,null,null,null,null,null,null,null,null,null,null,null,null,null,null,null,null,null,null,null,null,null,null,null,null,null,null,null,null,null,null,null,null,null,null,null,null,null,null,null,null,null,null,null,null,null,null,null,null,null,null,null,null,null,null,null,null,null,null,null,null,null,null,null,null,null,null,null,null,null,null,null,null,null,null,null,null,null,null,null,null,null,null,null,null,null,null,null,null,null,null,null,null,null,null,null,null,null,null,null,null,null,null,null,null,null,null,null,null,null,null,null,1,null,null,null,null,null,null,null,null,1]
["ACQ580-01-047A-2","R3",46.7,null,null,null,null,null,null,null,null,null,null,null,3,null,null,null,null,null,null,null,null,null,null,null,null,null,null,null,null,null,null,null,null,null,null,null,null,null,null,null,null,null,null,null,null,null,3,null,null,null,null,null,null,null,null,null,null,null,null,null,null,null,null,null,null,null,null,null,null,null,null,null,null,null,null,null,null,null,null,null,null,null,null,null,null,null,null,null,null,null,null,null,null,null,null,null,null,null,null,null,null,null,null,null,null,null,null,null,null,null,null,null,null,null,null,null,null,null,null,null,null,null,null,null,null,null,null,null,null,null,null,null,null,null,null,null,null,null,null,null,null,null,null,null,null,null,null,null,null,null,null,null,null,null,null,null,null,null,null,null,null,1,null,null,null,null,null,null,null,null,1]
["ACQ580-01-060A-2","R3",60,null,null,null,null,null,null,null,null,null,null,null,3,null,null,null,null,null,null,null,null,null,null,null,null,null,null,null,null,null,null,null,null,null,null,null,null,null,null,null,null,null,null,null,null,null,3,null,null,null,null,null,null,null,null,null,null,null,null,null,null,null,null,null,null,null,null,null,null,null,null,null,null,null,null,null,null,null,null,null,null,null,null,null,null,null,null,null,null,null,null,null,null,null,null,null,null,null,null,null,null,null,null,null,null,null,null,null,null,null,null,null,null,null,null,null,null,null,null,null,null,null,null,null,null,null,null,null,null,null,null,null,null,null,null,null,null,null,null,null,null,null,null,null,null,null,null,null,null,null,null,null,null,null,null,null,null,null,null,null,null,null,1,null,null,null,null,null,null,null,null,1]
["ACQ580-01-089A-2","R5",89,null,null,null,null,null,null,null,null,null,null,null,null,null,null,3,null,null,null,null,null,null,null,null,null,null,null,null,null,null,null,null,null,null,null,null,null,null,null,null,null,null,null,null,null,null,null,null,null,null,null,null,3,null,null,null,null,null,null,null,null,null,null,null,null,null,null,null,null,null,null,null,null,null,null,null,null,null,null,null,null,null,null,null,null,null,null,null,null,null,null,null,null,null,null,null,null,null,null,null,null,null,null,null,null,null,null,null,null,null,null,null,null,null,null,null,null,null,null,null,null,null,null,null,null,null,null,null,null,null,null,null,null,null,null,null,null,null,null,null,null,null,null,null,null,null,null,null,null,null,null,null,null,null,null,null,null,null,null,null,null,null,1,null,null,null,null,null,null,null,null,1]
["ACQ580-01-115A-2","R5",115,null,null,null,null,null,null,null,null,null,null,null,null,null,null,3,null,null,null,null,null,null,null,null,null,null,null,null,null,null,null,null,null,null,null,null,null,null,null,null,null,null,null,null,null,null,null,null,null,null,null,null,3,null,null,null,null,null,null,null,null,null,null,null,null,null,null,null,null,null,null,null,null,null,null,null,null,null,null,null,null,null,null,null,null,null,null,null,null,null,null,null,null,null,null,null,null,null,null,null,null,null,null,null,null,null,null,null,null,null,null,null,null,null,null,null,null,null,null,null,null,null,null,null,null,null,null,null,null,null,null,null,null,null,null,null,null,null,null,null,null,null,null,null,null,null,null,null,null,null,null,null,null,null,null,null,null,null,null,null,null,null,null,1,null,null,null,null,null,null,null,null,1]
["ACQ580-01-144A-2","R6",144,null,null,null,null,null,null,null,null,null,null,null,null,null,null,null,null,3,null,null,null,null,null,null,null,null,null,null,null,null,null,null,null,null,null,null,null,null,null,null,null,null,null,null,null,null,null,null,null,null,null,null,null,null,3,null,null,null,null,null,null,null,null,null,null,null,null,null,null,null,null,null,null,null,null,null,null,null,null,null,null,null,null,null,null,null,null,null,null,null,null,null,null,null,null,null,null,null,null,null,null,null,null,null,null,null,null,null,null,null,null,null,null,null,null,null,null,null,null,null,null,null,null,null,null,null,null,null,null,null,null,null,null,null,null,null,null,null,null,null,null,null,null,null,null,null,null,null,null,null,null,null,null,null,null,null,null,null,null,null,null,null,null,null,1,null,null,null,null,null,null,null,1]
["ACQ580-01-171A-2","R7",171,null,null,null,null,null,null,null,null,null,null,null,null,null,null,null,null,null,3,null,null,null,null,null,null,null,null,null,null,null,null,null,null,null,null,null,null,null,null,null,null,null,null,null,null,null,null,null,null,null,null,null,null,null,null,null,null,3,null,null,null,null,null,null,null,null,null,null,null,null,null,null,null,null,null,null,null,null,null,null,null,null,null,null,null,null,null,null,null,null,null,null,null,null,null,null,null,null,null,null,null,null,null,null,null,null,null,null,null,null,null,null,null,null,null,null,null,null,null,null,null,null,null,null,null,null,null,null,null,null,null,null,null,null,null,null,null,null,null,null,null,null,null,null,null,null,null,null,null,null,null,null,null,null,null,null,null,null,null,null,null,null,null,null,1,null,null,null,null,null,null,null,null,1]
["ACQ580-01-213A-2","R7",213,null,null,null,null,null,null,null,null,null,null,null,null,null,null,null,null,null,null,3,null,null,null,null,null,null,null,null,null,null,null,null,null,null,null,null,null,null,null,null,null,null,null,null,null,null,null,null,null,null,null,null,null,null,null,null,null,null,3,null,null,null,null,null,null,null,null,null,null,null,null,null,null,null,null,null,null,null,null,null,null,null,null,null,null,null,null,null,null,null,null,null,null,null,null,null,null,null,null,null,null,null,null,null,null,null,null,null,null,null,null,null,null,null,null,null,null,null,null,null,null,null,null,null,null,null,null,null,null,null,null,null,null,null,null,null,null,null,null,null,null,null,null,null,null,null,null,null,null,null,null,null,null,null,null,null,null,null,null,null,null,null,null,null,null,1,null,null,null,null,null,null,null,1]
["ACQ580-01-276A-2","R8",276,null,null,null,null,null,null,null,null,null,null,null,null,null,null,null,null,null,null,null,null,3,null,null,null,null,null,null,null,null,null,null,null,null,null,null,null,null,null,null,null,null,null,null,null,null,null,null,null,null,null,null,null,null,null,null,null,null,null,null,null,3,null,null,null,null,null,null,null,null,null,null,null,null,null,null,null,null,null,null,null,null,null,null,null,null,null,null,null,null,null,null,null,null,null,null,null,null,null,null,null,null,null,null,null,null,null,null,null,null,null,null,null,null,null,null,null,null,null,null,null,null,null,null,null,null,null,null,null,null,null,null,null,null,null,null,null,null,null,null,null,null,null,null,null,null,null,null,null,null,null,null,null,null,null,null,null,null,null,null,null,null,null,null,null,1,null,null,null,null,null,null,null,null,1]
["UN = 480 V (380, 400, 415, 440, 480 V) "]
["ACQ580-01-02A7-4","R1",2.1,2.4,null,null,3,null,null,null,null,null,null,null,null,null,null,null,null,null,null,null,null,null,null,null,null,null,null,null,null,null,null,null,null,null,null,null,null,null,null,null,null,3,null,null,null,null,null,null,null,null,null,null,null,null,null,null,null,null,null,null,null,null,null,null,null,null,null,null,null,null,null,null,null,3,null,null,null,null,null,null,null,null,null,null,null,null,null,null,null,null,null,null,null,null,null,3,null,null,null,null,null,null,null,null,null,null,null,null,null,null,null,null,null,null,null,null,null,null,null,null,null,1,null,null,null,null,null,null,null,null,null,null,null,null,null,null,null,null,null,null,null,null,null,null,null,null,null,null,null,null,null,null,null,null,null,null,null,null,null,"x",1,null,null,null,null,null,null,null,1,null,null,null,null,null,null,null,null,null,1,null,null,null,null,null,null,null,null,null,1,null,null,null,null,null,null,null,null,null,null,null,null,null,null,null,null,null,null,null,1,null,null,null,null,null,null,null,null,null,null,null,null,null,null,null,null,null,null,1,null,null,null,null,null,null,null,1,null,null,null,1,null,null,null,1,null,null,null,null,null,null,null,null,null,null,null,null,1]
["ACQ580-01-03A4-4","R1",3,3.3,null,null,null,3,null,null,null,null,null,null,null,null,null,null,null,null,null,null,null,null,null,null,null,null,null,null,null,null,null,null,null,null,null,null,null,null,null,null,null,3,null,null,null,null,null,null,null,null,null,null,null,null,null,null,null,null,null,null,null,null,null,null,null,null,null,null,null,null,null,null,null,3,null,null,null,null,null,null,null,null,null,null,null,null,null,null,null,null,null,null,null,null,null,3,null,null,null,null,null,null,null,null,null,null,null,null,null,null,null,null,null,null,null,null,null,null,null,null,null,1,null,null,null,null,null,null,null,null,null,null,null,null,null,null,null,null,null,null,null,null,null,null,null,null,null,null,null,null,null,null,null,null,null,null,null,null,null,"x",1,null,null,null,null,null,null,null,1,null,null,null,null,null,null,null,null,null,1,null,null,null,null,null,null,null,null,null,1,null,null,null,null,null,null,null,null,null,null,null,null,null,null,null,null,null,null,null,1,null,null,null,null,null,null,null,null,null,null,null,null,null,null,null,null,null,null,1,null,null,null,null,null,null,null,1,null,null,null,1,null,null,null,1,null,null,null,null,null,null,null,null,null,null,null,null,1]
["ACQ580-01-04A1-4","R1",3.4,4,null,null,null,3,null,null,null,null,null,null,null,null,null,null,null,null,null,null,null,null,null,null,null,null,null,null,null,null,null,null,null,null,null,null,null,null,null,null,null,3,null,null,null,null,null,null,null,null,null,null,null,null,null,null,null,null,null,null,null,null,null,null,null,null,null,null,null,null,null,null,null,3,null,null,null,null,null,null,null,null,null,null,null,null,null,null,null,null,null,null,null,null,null,3,null,null,null,null,null,null,null,null,null,null,null,null,null,null,null,null,null,null,null,null,null,null,null,null,null,1,null,null,null,null,null,null,null,null,null,null,null,null,null,null,null,null,null,null,null,null,null,null,null,null,null,null,null,null,null,null,null,null,null,null,null,null,null,"x",1,null,null,null,null,null,null,null,1,null,null,null,null,null,null,null,null,null,1,null,null,null,null,null,null,null,null,null,1,null,null,null,null,null,null,null,null,null,null,null,null,null,null,null,null,null,null,null,1,null,null,null,null,null,null,null,null,null,null,null,null,null,null,null,null,null,null,1,null,null,null,null,null,null,null,1,null,null,null,1,null,null,null,1,null,null,null,null,null,null,null,null,null,null,null,null,1]
["ACQ580-01-05A7-4","R1",4.8,5.6,null,null,null,null,3,null,null,null,null,null,null,null,null,null,null,null,null,null,null,null,null,null,null,null,null,null,null,null,null,null,null,null,null,null,null,null,null,null,null,3,null,null,null,null,null,null,null,null,null,null,null,null,null,null,null,null,null,null,null,null,null,null,null,null,null,null,null,null,null,null,null,3,null,null,null,null,null,null,null,null,null,null,null,null,null,null,null,null,null,null,null,null,null,3,null,null,null,null,null,null,null,null,null,null,null,null,null,null,null,null,null,null,null,null,null,null,null,null,null,1,null,null,null,null,null,null,null,null,null,null,null,null,null,null,null,null,null,null,null,null,null,null,null,null,null,null,null,null,null,null,null,null,null,null,null,null,null,"x",1,null,null,null,null,null,null,null,1,null,null,null,null,null,null,null,null,null,1,null,null,null,null,null,null,null,null,null,1,null,null,null,null,null,null,null,null,null,null,null,null,null,null,null,null,null,null,null,1,null,null,null,null,null,null,null,null,null,null,null,null,null,null,null,null,null,null,1,null,null,null,null,null,null,null,1,null,null,null,1,null,null,null,1,null,null,null,null,null,null,null,null,null,null,null,null,null,1]
["ACQ580-01-07A3-4","R1",6,7.2,null,null,null,null,3,null,null,null,null,null,null,null,null,null,null,null,null,null,null,null,null,null,null,null,null,null,null,null,null,null,null,null,null,null,null,null,null,null,null,3,null,null,null,null,null,null,null,null,null,null,null,null,null,null,null,null,null,null,null,null,null,null,null,null,null,null,null,null,null,null,null,3,null,null,null,null,null,null,null,null,null,null,null,null,null,null,null,null,null,null,null,null,null,3,null,null,null,null,null,null,null,null,null,null,null,null,null,null,null,null,null,null,null,null,null,null,null,null,null,1,null,null,null,null,null,null,null,null,null,null,null,null,null,null,null,null,null,null,null,null,null,null,null,null,null,null,null,null,null,null,null,null,null,null,null,null,null,"x",1,null,null,null,null,null,null,null,1,null,null,null,null,null,null,null,null,null,1,null,null,null,null,null,null,null,null,null,1,null,null,null,null,null,null,null,null,null,null,null,null,null,null,null,null,null,null,null,null,1,null,null,null,null,null,null,null,null,null,null,null,null,null,null,null,null,null,1,null,null,null,null,null,null,null,1,null,null,null,1,null,null,null,null,1,null,null,null,null,null,null,null,null,null,null,null,null,null,1]
["ACQ580-01-09A5-4","R1",7.6,9.4,null,null,null,null,null,3,null,null,null,null,null,null,null,null,null,null,null,null,null,null,null,null,null,null,null,null,null,null,null,null,null,null,null,null,null,null,null,null,null,3,null,null,null,null,null,null,null,null,null,null,null,null,null,null,null,null,null,null,null,null,null,null,null,null,null,null,null,null,null,null,null,3,null,null,null,null,null,null,null,null,null,null,null,null,null,null,null,null,null,null,null,null,null,3,null,null,null,null,null,null,null,null,null,null,null,null,null,null,null,null,null,null,null,null,null,null,null,null,null,1,null,null,null,null,null,null,null,null,null,null,null,null,null,null,null,null,null,null,null,null,null,null,null,null,null,null,null,null,null,null,null,null,null,null,null,null,null,"x",1,null,null,null,null,null,null,null,1,null,null,null,null,null,null,null,null,null,1,null,null,null,null,null,null,null,null,null,1,null,null,null,null,null,null,null,null,null,null,null,null,null,null,null,null,null,null,null,null,1,null,null,null,null,null,null,null,null,null,null,null,null,null,null,null,null,null,1,null,null,null,null,null,null,null,1,null,null,null,1,null,null,null,null,null,1,null,null,null,null,null,null,null,null,null,null,null,null,1]
["ACQ580-01-12A7-4","R1",11,12.6,null,null,null,null,null,3,null,null,null,null,null,null,null,null,null,null,null,null,null,null,null,null,null,null,null,null,null,null,null,null,null,null,null,null,null,null,null,null,null,3,null,null,null,null,null,null,null,null,null,null,null,null,null,null,null,null,null,null,null,null,null,null,null,null,null,null,null,null,null,null,null,3,null,null,null,null,null,null,null,null,null,null,null,null,null,null,null,null,null,null,null,null,null,3,null,null,null,null,null,null,null,null,null,null,null,null,null,null,null,null,null,null,null,null,null,null,null,null,null,null,null,1,null,null,null,null,null,null,null,null,null,null,null,null,null,null,null,null,null,null,null,null,null,null,null,null,null,null,null,null,null,null,null,null,null,null,null,"x",1,null,null,null,null,null,null,null,1,null,null,null,null,null,null,null,null,null,1,null,null,null,null,null,null,null,null,null,1,null,null,null,null,null,null,null,null,null,null,null,null,null,null,null,null,null,null,null,null,1,null,null,null,null,null,null,null,null,null,null,null,null,null,null,null,null,null,1,null,null,null,null,null,null,null,1,null,null,null,1,null,null,null,null,null,1,null,null,null,null,null,null,null,null,null,null,null,null,null,1]
["ACQ580-01-018A-4","R2",14,17,null,null,null,null,null,null,3,null,null,null,null,null,null,null,null,null,null,null,null,null,null,null,null,null,null,null,null,null,null,null,null,null,null,null,null,null,null,null,null,null,null,3,null,null,null,null,null,null,null,null,null,null,null,null,null,null,null,null,null,null,null,null,null,null,null,null,null,null,null,null,null,null,3,null,null,null,null,null,null,null,null,null,null,null,null,null,null,null,null,null,null,null,null,null,null,null,3,null,null,null,null,null,null,null,null,null,null,null,null,null,null,null,null,null,null,null,null,null,null,null,null,null,null,1,null,null,null,null,null,null,null,null,null,null,null,null,null,null,null,null,null,null,null,null,null,null,null,null,null,null,null,null,null,null,null,null,null,"x",1,null,null,null,null,null,null,null,null,1,null,null,null,null,null,null,null,null,null,1,null,null,null,null,null,null,null,null,1,null,null,null,null,null,null,null,null,null,null,null,null,null,null,null,null,null,null,null,null,null,1,null,null,null,null,null,null,null,null,null,null,null,null,null,null,null,null,null,1,null,null,null,null,null,null,null,1,null,null,null,1,null,null,null,null,null,1,null,null,null,null,null,null,null,null,null,null,null,null,1]
["ACQ580-01-026A-4","R2",21,25,null,null,null,null,null,null,null,3,null,null,null,null,null,null,null,null,null,null,null,null,null,null,null,null,null,null,null,null,null,null,null,null,null,null,null,null,null,null,null,null,null,3,null,null,null,null,null,null,null,null,null,null,null,null,null,null,null,null,null,null,null,null,null,null,null,null,null,null,null,null,null,null,3,null,null,null,null,null,null,null,null,null,null,null,null,null,null,null,null,null,null,null,null,null,null,null,3,null,null,null,null,null,null,null,null,null,null,null,null,null,null,null,null,null,null,null,null,null,null,null,null,null,null,null,null,1,null,null,null,null,null,null,null,null,null,null,null,null,null,null,null,null,null,null,null,null,null,null,null,null,null,null,null,null,null,null,null,"x",1,null,null,null,null,null,null,null,null,null,1,null,null,null,null,null,null,null,null,1,null,null,null,null,null,null,null,null,null,1,null,null,null,null,null,null,null,null,null,null,null,null,null,null,null,null,null,null,null,null,1,null,null,null,null,null,null,null,null,null,null,null,null,null,null,null,null,null,1,null,null,null,null,null,null,null,1,null,null,null,1,null,null,null,null,null,null,1,null,null,null,null,null,null,null,null,null,null,null,null,1]
["ACQ580-01-033A-4","R3",27,32,null,null,null,null,null,null,null,null,3,null,null,null,null,null,null,null,null,null,null,null,null,null,null,null,null,null,null,null,null,null,null,null,null,null,null,null,null,null,null,null,null,null,null,3,null,null,null,null,null,null,null,null,null,null,null,null,null,null,null,null,null,null,null,null,null,null,null,null,null,null,null,null,null,3,null,null,null,null,null,null,null,null,null,null,null,null,null,null,null,null,null,null,null,null,null,null,null,null,3,null,null,null,null,null,null,null,null,null,null,null,null,null,null,null,null,null,null,null,null,null,null,null,null,null,null,null,null,1,null,null,null,null,null,null,null,null,null,null,null,null,null,null,null,null,null,null,null,null,null,null,null,null,null,null,null,null,null,"x",null,1,null,null,null,null,null,null,null,null,1,null,null,null,null,null,null,null,null,null,1,null,null,null,null,null,null,null,null,null,null,1,null,null,null,null,null,null,null,null,null,null,null,null,null,null,null,null,null,null,null,1,null,null,null,null,null,null,null,null,null,null,null,null,null,null,null,null,null,1,null,null,null,null,null,null,null,1,null,null,null,1,null,null,null,null,null,1,null,null,null,null,null,null,null,null,null,null,null,null,null,1]
["ACQ580-01-039A-4","R3",34,38,null,null,null,null,null,null,null,null,null,3,null,null,null,null,null,null,null,null,null,null,null,null,null,null,null,null,null,null,null,null,null,null,null,null,null,null,null,null,null,null,null,null,null,3,null,null,null,null,null,null,null,null,null,null,null,null,null,null,null,null,null,null,null,null,null,null,null,null,null,null,null,null,null,3,null,null,null,null,null,null,null,null,null,null,null,null,null,null,null,null,null,null,null,null,null,null,null,null,null,null,3,null,null,null,null,null,null,null,null,null,null,null,null,null,null,null,null,null,null,null,null,null,null,null,null,null,null,null,null,1,null,null,null,null,null,null,null,null,null,null,null,null,null,null,null,null,null,null,null,null,null,null,null,null,null,null,null,"x",null,1,null,null,null,null,null,null,null,null,1,null,null,null,null,null,null,null,null,null,1,null,null,null,null,null,null,null,null,null,null,null,null,1,null,null,null,null,null,null,null,null,null,null,null,null,null,null,null,null,null,null,1,null,null,null,null,null,null,null,null,null,null,null,null,null,null,null,null,1,null,null,null,null,null,null,null,1,null,null,null,1,null,null,null,null,null,1,null,null,null,null,null,null,null,null,null,null,null,null,null,null,1]
["ACQ580-01-046A-4","R3",40,45,null,null,null,null,null,null,null,null,null,null,3,null,null,null,null,null,null,null,null,null,null,null,null,null,null,null,null,null,null,null,null,null,null,null,null,null,null,null,null,null,null,null,null,null,3,null,null,null,null,null,null,null,null,null,null,null,null,null,null,null,null,null,null,null,null,null,null,null,null,null,null,null,null,null,3,null,null,null,null,null,null,null,null,null,null,null,null,null,null,null,null,null,null,null,null,null,null,null,null,null,3,null,null,null,null,null,null,null,null,null,null,null,null,null,null,null,null,null,null,null,null,null,null,null,null,null,null,null,null,null,null,1,null,null,null,null,null,null,null,null,null,null,null,null,null,null,null,null,null,null,null,null,null,null,null,null,null,"x",null,1,null,null,null,null,null,null,null,null,1,null,null,null,null,null,null,null,null,null,1,null,null,null,null,null,null,null,null,null,null,null,null,1,null,null,null,null,null,null,null,null,null,null,null,null,null,null,null,null,null,null,1,null,null,null,null,null,null,null,null,null,null,null,null,null,null,null,null,1,null,null,null,null,null,null,null,1,null,null,null,1,null,null,null,null,null,null,1,null,null,null,null,null,null,null,null,null,null,null,null,null,1]
["ACQ580-01-062A-4","R4",52,61,null,null,null,null,null,null,null,null,null,null,null,3,null,null,null,null,null,null,null,null,null,null,null,null,null,null,null,null,null,null,null,null,null,null,null,null,null,null,null,null,null,null,null,null,null,3,null,null,null,null,null,null,null,null,null,null,null,null,null,null,null,null,null,null,null,null,null,null,null,null,null,null,null,null,null,3,null,null,null,null,null,null,null,null,null,null,null,null,null,null,null,null,null,null,null,null,null,null,null,null,null,3,null,null,null,null,null,null,null,null,null,null,null,null,null,null,null,null,null,null,null,null,null,null,null,null,null,null,null,null,null,null,null,null,null,null,null,null,1,null,null,null,null,null,null,null,null,null,null,null,null,null,null,null,null,null,null,"x",null,null,1,null,null,null,null,null,null,null,null,1,null,null,null,null,null,null,null,null,null,1,null,null,null,null,null,null,null,null,null,null,null,1,null,null,null,null,null,null,null,null,null,null,null,null,null,null,null,null,null,null,null,1,null,null,null,null,null,null,null,null,null,null,null,null,null,null,null,1,null,null,null,null,null,null,null,1,null,null,null,1,null,null,null,null,null,null,null,1,null,null,null,null,null,null,null,null,null,null,null,null,null,1]
["ACQ580-01-073A-4","R4",65,72,null,null,null,null,null,null,null,null,null,null,null,null,3,null,null,null,null,null,null,null,null,null,null,null,null,null,null,null,null,null,null,null,null,null,null,null,null,null,null,null,null,null,null,null,null,null,3,null,null,null,null,null,null,null,null,null,null,null,null,null,null,null,null,null,null,null,null,null,null,null,null,null,null,null,null,null,3,null,null,null,null,null,null,null,null,null,null,null,null,null,null,null,null,null,null,null,null,null,null,null,null,null,null,3,null,null,null,null,null,null,null,null,null,null,null,null,null,null,null,null,null,null,null,null,null,null,null,null,null,null,null,null,null,null,null,null,null,null,1,null,null,null,null,null,null,null,null,null,null,null,null,null,null,null,null,null,null,"x",null,null,1,null,null,null,null,null,null,null,null,1,null,null,null,null,null,null,null,null,null,1,null,null,null,null,null,null,null,null,null,null,null,1,null,null,null,null,null,null,null,null,null,null,null,null,null,null,null,null,null,null,null,1,null,null,null,null,null,null,null,null,null,null,null,null,null,null,null,null,1,null,null,null,null,null,null,null,1,null,null,null,1,null,null,null,null,null,null,1,null,null,null,null,null,null,null,null,null,null,null,null,null,1]
["ACQ580-01-088A-4","R5",77,87,null,null,null,null,null,null,null,null,null,null,null,null,3,null,null,null,null,null,null,null,null,null,null,null,null,null,null,null,null,null,null,null,null,null,null,null,null,null,null,null,null,null,null,null,null,null,null,3,null,null,null,null,null,null,null,null,null,null,null,null,null,null,null,null,null,null,null,null,null,null,null,null,null,null,null,null,null,3,null,null,null,null,null,null,null,null,null,null,null,null,null,null,null,null,null,null,null,null,null,null,null,null,null,null,3,null,null,null,null,null,null,null,null,null,null,null,null,null,null,null,null,null,null,null,null,null,null,null,null,null,null,null,null,null,null,null,null,null,null,1,null,null,null,null,null,null,null,null,null,null,null,null,null,null,null,null,null,"x",null,null,1,null,null,null,null,null,null,null,null,1,null,null,null,null,null,null,null,null,null,null,1,null,null,null,null,null,null,null,null,null,null,null,1,null,null,null,null,null,null,null,null,null,null,null,null,null,null,null,null,null,null,1,null,null,null,null,null,null,null,null,null,null,null,null,null,null,null,null,1,null,null,null,null,null,null,null,1,null,null,null,1,null,null,null,null,null,null,null,1,null,null,null,null,null,null,null,null,null,null,null,null,null,1]
["ACQ580-01-106A-4","R5",96,105,null,null,null,null,null,null,null,null,null,null,null,null,null,3,null,null,null,null,null,null,null,null,null,null,null,null,null,null,null,null,null,null,null,null,null,null,null,null,null,null,null,null,null,null,null,null,null,null,null,null,null,null,3,null,null,null,null,null,null,null,null,null,null,null,null,null,null,null,null,null,null,null,null,null,null,null,null,null,3,null,null,null,null,null,null,null,null,null,null,null,null,null,null,null,null,null,null,null,null,null,null,null,null,null,null,null,3,null,null,null,null,null,null,null,null,null,null,null,null,null,null,null,null,null,null,null,null,null,null,null,null,null,null,null,null,null,null,null,null,null,1,null,null,null,null,null,null,null,null,null,null,null,null,null,null,null,null,"x",null,null,1,null,null,null,null,null,null,null,null,null,1,null,null,null,null,null,null,null,null,null,1,null,null,null,null,null,null,null,null,null,null,null,null,null,null,null,1,null,null,null,null,null,null,null,null,null,null,null,null,null,null,null,null,null,null,null,null,null,null,1,null,null,null,null,null,null,null,null,1,null,null,null,null,null,null,null,1,null,null,null,1,null,null,null,null,null,null,null,null,1,null,null,null,null,null,null,null,null,null,null,null,null,1]
["ACQ580-01-145A-4","R6",124,145,null,null,null,null,null,null,null,null,null,null,null,null,null,null,3,null,null,null,null,null,null,null,null,null,null,null,null,null,null,null,null,null,null,null,null,null,null,null,null,null,null,null,null,null,null,null,null,null,null,null,null,null,3,null,null,null,null,null,null,null,null,null,null,null,null,null,null,null,null,null,null,null,null,null,null,null,null,null,null,3,null,null,null,null,null,null,null,null,null,null,null,null,null,null,null,null,null,null,null,null,null,null,null,null,null,null,null,3,null,null,null,null,null,null,null,null,null,null,null,null,null,null,null,null,null,null,null,null,null,null,null,null,null,null,null,null,null,null,null,null,null,"x",null,null,null,null,null,1,null,null,null,null,null,null,null,null,null,null,null,null,null,1,null,null,null,null,null,null,null,null,1,null,null,null,null,null,null,null,null,null,1,null,null,null,null,null,null,null,null,null,null,null,null,null,null,null,1,null,null,null,null,null,null,null,null,null,null,null,null,null,null,null,null,null,null,null,null,null,null,1,null,null,null,null,null,null,null,null,null,1,null,null,null,null,null,null,null,null,null,null,null,null,null,null,null,null,null,null,null,null,1,null,null,null,null,null,null,null,null,null,null,null,null,1]
["ACQ580-01-169A-4","R7",156,169,null,null,null,null,null,null,null,null,null,null,null,null,null,null,null,null,3,null,null,null,null,null,null,null,null,null,null,null,null,null,null,null,null,null,null,null,null,null,null,null,null,null,null,null,null,null,null,null,null,null,null,null,null,null,null,3,null,null,null,null,null,null,null,null,null,null,null,null,null,null,null,null,null,null,null,null,null,null,null,null,3,null,null,null,null,null,null,null,null,null,null,null,null,null,null,null,null,null,null,null,null,null,null,null,null,null,null,null,3,null,null,null,null,null,null,null,null,null,null,null,null,null,null,null,null,null,null,null,null,null,null,null,null,null,null,null,null,null,null,null,null,"x",null,null,null,null,null,1,null,null,null,null,null,null,null,null,null,null,null,null,null,null,1,null,null,null,null,null,null,null,null,1,null,null,null,null,null,null,null,null,null,null,1,null,null,null,null,null,null,null,null,null,null,null,null,null,1,null,null,null,null,null,null,null,null,null,null,null,null,null,null,null,null,null,null,null,null,null,null,null,1,null,null,null,null,null,null,null,null,1,null,null,null,null,null,null,null,null,null,null,null,null,null,null,null,null,null,null,null,null,null,1,null,null,null,null,null,null,null,null,null,null,null,1]
["ACQ580-01-206A-4","R7",180,206,null,null,null,null,null,null,null,null,null,null,null,null,null,null,null,null,null,3,null,null,null,null,null,null,null,null,null,null,null,null,null,null,null,null,null,null,null,null,null,null,null,null,null,null,null,null,null,null,null,null,null,null,null,null,null,null,3,null,null,null,null,null,null,null,null,null,null,null,null,null,null,null,null,null,null,null,null,null,null,null,null,3,null,null,null,null,null,null,null,null,null,null,null,null,null,null,null,null,null,null,null,null,null,null,null,null,null,null,null,null,3,null,null,null,null,null,null,null,null,null,null,null,null,null,null,null,null,null,null,null,null,null,null,null,null,null,null,null,null,null,null,"x",null,null,null,null,null,null,null,null,null,1,null,null,null,null,null,null,null,null,null,null,null,1,null,null,null,null,null,null,null,1,null,null,null,null,null,null,null,null,null,null,1,null,null,null,null,null,null,null,null,null,null,null,null,null,1,null,null,null,null,null,null,null,null,null,null,null,null,null,null,null,null,null,null,null,null,null,null,null,1,null,null,null,null,null,null,null,null,1,null,null,null,null,null,null,null,null,null,null,null,null,null,null,null,null,null,null,null,null,null,1,null,null,null,null,null,null,null,null,null,null,null,null,1]
["ACQ580-01-246A-4","R8",240,246,null,null,null,null,null,null,null,null,null,null,null,null,null,null,null,null,null,null,3,null,null,null,null,null,null,null,null,null,null,null,null,null,null,null,null,null,null,null,null,null,null,null,null,null,null,null,null,null,null,null,null,null,null,null,null,null,null,null,3,null,null,null,null,null,null,null,null,null,null,null,null,null,null,null,null,null,null,null,null,null,null,null,3,null,null,null,null,null,null,null,null,null,null,null,null,null,null,null,null,null,null,null,null,null,null,null,null,null,null,null,null,3,null,null,null,null,null,null,null,null,null,null,null,null,null,null,null,null,null,null,null,null,null,null,null,null,null,null,null,null,null,"x",null,null,null,null,null,null,null,null,null,null,1,null,null,null,null,null,null,null,null,null,null,1,null,null,null,null,null,null,null,1,null,null,null,null,null,null,null,null,null,null,1,null,null,null,null,null,null,null,null,null,null,null,null,null,null,null,null,1,null,null,null,null,null,null,null,null,null,null,null,null,null,null,null,null,null,null,null,2,null,null,null,null,null,null,null,null,null,1,null,null,null,null,null,null,null,null,null,null,null,null,null,null,null,null,null,null,null,null,null,1,null,null,null,null,null,null,null,null,null,null,null,null,1]
["ACQ580-01-293A-4","R8",260,293,null,null,null,null,null,null,null,null,null,null,null,null,null,null,null,null,null,null,null,null,3,null,null,null,null,null,null,null,null,null,null,null,null,null,null,null,null,null,null,null,null,null,null,null,null,null,null,null,null,null,null,null,null,null,null,null,null,null,null,null,null,null,null,3,null,null,null,null,null,null,null,null,null,null,null,null,null,null,null,null,null,null,null,3,null,null,null,null,null,null,null,null,null,null,null,null,null,null,null,null,null,null,null,null,null,null,null,null,null,null,null,null,3,null,null,null,null,null,null,null,null,null,null,null,null,null,null,null,null,null,null,null,null,null,null,null,null,null,null,null,null,"x",null,null,null,null,null,null,null,null,null,null,null,1,null,null,null,null,null,null,null,null,null,null,1,null,null,null,null,null,null,null,1,null,null,null,null,null,null,null,null,null,1,null,null,null,null,null,null,null,null,null,null,null,null,null,null,null,null,1,null,null,null,null,null,null,null,null,null,null,null,null,null,null,null,null,null,null,null,null,null,2,null,null,null,null,null,null,null,1,null,null,null,null,null,null,null,null,null,null,null,null,null,null,null,null,null,null,null,null,null,null,1,null,null,null,null,null,null,null,null,null,null,null,null,1]
["ACQ580-01-363A-4","R9",361,363,null,null,null,null,null,null,null,null,null,null,null,null,null,null,null,null,null,null,null,null,null,3,null,null,null,null,null,null,null,null,null,null,null,null,null,null,null,null,null,null,null,null,null,null,null,null,null,null,null,null,null,null,null,null,null,null,null,null,null,null,null,null,null,null,null,3,null,null,null,null,null,null,null,null,null,null,null,null,null,null,null,null,null,null,3,null,null,null,null,null,null,null,null,null,null,null,null,null,null,null,null,null,null,null,null,null,null,null,null,null,null,null,null,3,null,null,null,null,null,null,null,null,null,null,null,null,null,null,null,null,null,null,null,null,null,null,null,null,null,null,null,"x",null,null,null,null,null,null,null,null,null,null,null,1,null,null,null,null,null,null,null,null,null,null,1,null,null,null,null,null,null,null,1,null,null,null,null,null,null,null,null,null,null,1,null,null,null,null,null,null,null,null,null,null,null,null,null,null,null,null,null,1,null,null,null,null,null,null,null,null,null,null,null,null,null,null,null,null,null,null,null,null,null,2,null,null,null,null,null,null,1,null,null,null,null,null,null,null,null,null,null,null,null,null,null,null,null,null,null,null,null,null,null,1,null,null,null,null,null,null,null,null,null,null,null,1]
["ACQ580-01-430A-4","R9",414,430,null,null,null,null,null,null,null,null,null,null,null,null,null,null,null,null,null,null,null,null,null,null,"3",null,null,null,null,null,null,null,null,null,null,null,null,null,null,null,null,null,null,null,null,null,null,null,null,null,null,null,null,null,null,null,null,null,null,null,null,null,null,null,null,null,null,null,null,3,null,null,null,null,null,null,null,null,null,null,null,null,null,null,null,null,null,3,null,null,null,null,null,null,null,null,null,null,null,null,null,null,null,null,null,null,null,null,null,null,null,null,null,null,null,null,3,null,null,null,null,null,null,null,null,null,null,null,null,null,null,null,null,null,null,null,null,null,null,null,null,null,null,"x",null,null,null,null,null,null,null,null,null,null,null,1,null,null,null,null,null,null,null,null,null,null,1,null,null,null,null,null,null,null,null,1,null,null,null,null,null,null,null,null,null,1,null,null,null,null,null,null,null,null,null,null,null,null,null,null,null,null,null,1,null,null,null,null,null,null,null,null,null,null,null,null,null,null,null,null,null,null,null,null,null,2,null,null,null,null,null,null,1,null,null,null,null,null,null,null,null,null,null,null,null,null,null,null,null,null,null,null,null,null,null,1,null,null,null,null,null,null,null,null,null,null,null,1]
["ACQ580-04-505A-4","R10",483,505,null,null,null,null,null,null,null,null,null,null,null,null,null,null,null,null,null,null,null,null,null,null,null,null,null,null,null,null,null,null,null,null,null,null,null,null,"x",null,null,null,null,null,null,null,null,null,null,null,null,null,null,null,null,null,null,null,null,null,null,null,null,null,null,null,null,null,null,null,null,null,3,null,null,null,null,null,null,null,null,null,null,null,null,null,null,null,3,null,null,null,null,null,null,null,null,null,null,null,null,null,null,null,null,null,null,null,null,null,null,null,null,null,null,null,null,null,null,null,null,null,null,null,null,null,null,null,null,null,null,null,null,null,null,null,null,null,null,null,null,null,null,"x",null,null,null,null,null,null,null,null,null,null,null,null,1,null,null,null,null,null,null,null,null,null,null,null,null,null,null,null,null,null,null,1,null,null,null,null,null,null,null,null,null,1]
["ACQ580-04-585A-4","R10",573,585,null,null,null,null,null,null,null,null,null,null,null,null,null,null,null,null,null,null,null,null,null,null,null,null,null,null,null,null,null,null,null,null,null,null,null,null,"x",null,null,null,null,null,null,null,null,null,null,null,null,null,null,null,null,null,null,null,null,null,null,null,null,null,null,null,null,null,null,null,null,null,3,null,null,null,null,null,null,null,null,null,null,null,null,null,null,null,null,3,null,null,null,null,null,null,null,null,null,null,null,null,null,null,null,null,null,null,null,null,null,null,null,null,null,null,null,null,null,null,null,null,null,null,null,null,null,null,null,null,null,null,null,null,null,null,null,null,null,null,null,null,null,"x",null,null,null,null,null,null,null,null,null,null,null,null,null,1,null,null,null,null,null,null,null,null,null,null,null,null,null,null,null,null,null,1,null,null,null,null,null,null,null,null,null,1]
["ACQ580-04-650A-4","R10",623,650,null,null,null,null,null,null,null,null,null,null,null,null,null,null,null,null,null,null,null,null,null,null,null,null,null,null,null,null,null,null,null,null,null,null,null,null,"x",null,null,null,null,null,null,null,null,null,null,null,null,null,null,null,null,null,null,null,null,null,null,null,null,null,null,null,null,null,null,null,null,null,3,null,null,null,null,null,null,null,null,null,null,null,null,null,null,null,null,3,null,null,null,null,null,null,null,null,null,null,null,null,null,null,null,null,null,null,null,null,null,null,null,null,null,null,null,null,null,null,null,null,null,null,null,null,null,null,null,null,null,null,null,null,null,null,null,null,null,null,null,null,null,"x",null,null,null,null,null,null,null,null,null,null,null,null,null,1,null,null,null,null,null,null,null,null,null,null,null,null,null,null,null,null,null,null,1,null,null,null,null,null,null,null,null,null,1]
["ACQ580-04-725A-4","R11",705,725,null,null,null,null,null,null,null,null,null,null,null,null,null,null,null,null,null,null,null,null,null,null,null,null,null,null,null,null,null,null,null,null,null,null,null,null,"x",null,null,null,null,null,null,null,null,null,null,null,null,null,null,null,null,null,null,null,null,null,null,null,null,null,null,null,null,null,null,null,null,null,null,null,null,null,null,null,null,null,null,null,null,null,null,null,null,null,null,null,3,null,null,null,null,null,null,null,null,null,null,null,null,null,null,null,null,null,null,null,null,null,null,null,null,null,null,null,null,null,null,null,null,null,null,null,null,null,null,null,null,null,null,null,null,null,null,null,null,null,null,null,null,"x",null,null,null,null,null,null,null,null,null,null,null,null,null,null,1,null,null,null,null,null,null,null,null,null,null,null,null,null,null,null,null,null,1,null,null,null,null,null,null,null,null,null,1]
["ACQ580-04-820A-4","R11",807,820,null,null,null,null,null,null,null,null,null,null,null,null,null,null,null,null,null,null,null,null,null,null,null,null,null,null,null,null,null,null,null,null,null,null,null,null,"x",null,null,null,null,null,null,null,null,null,null,null,null,null,null,null,null,null,null,null,null,null,null,null,null,null,null,null,null,null,null,null,null,null,null,null,null,null,null,null,null,null,null,null,null,null,null,null,null,null,null,null,null,3,null,null,null,null,null,null,null,null,null,null,null,null,null,null,null,null,null,null,null,null,null,null,null,null,null,null,null,null,null,null,null,null,null,null,null,null,null,null,null,null,null,null,null,null,null,null,null,null,null,null,null,"x",null,null,null,null,null,null,null,null,null,null,null,null,null,null,1,null,null,null,null,null,null,null,null,null,null,null,null,null,null,null,null,null,null,1,null,null,null,null,null,null,null,null,null,1]
["ACQ580-04-880A-4","R11",807,880,null,null,null,null,null,null,null,null,null,null,null,null,null,null,null,null,null,null,null,null,null,null,null,null,null,null,null,null,null,null,null,null,null,null,null,null,"x",null,null,null,null,null,null,null,null,null,null,null,null,null,null,null,null,null,null,null,null,null,null,null,null,null,null,null,null,null,null,null,null,null,null,null,null,null,null,null,null,null,null,null,null,null,null,null,null,null,null,null,null,3,null,null,null,null,null,null,null,null,null,null,null,null,null,null,null,null,null,null,null,null,null,null,null,null,null,null,null,null,null,null,null,null,null,null,null,null,null,null,null,null,null,null,null,null,null,null,null,null,null,null,null,"x",null,null,null,null,null,null,null,null,null,null,null,null,null,null,1,null,null,null,null,null,null,null,null,null,null,null,null,null,null,null,null,null,null,1,null,null,null,null,null,null,null,null,null,1]

{"sheet":"ACH580-31_34","index":9,"n_rows":50,"n_cols":178,"rows_kept":50,"cut":false,"hidden":false,"merged":[[1,105,1,109],[2,6,2,14],[2,15,2,29],[2,30,2,53],[2,54,2,73],[2,74,2,102],[2,103,2,104],[2,105,2,109],[2,110,2,118],[2,119,2,127],[2,128,2,146],[2,147,2,154],[2,157,2,177]]}
[null,null,null,null,null,null,"Main fuses (gG)",null,null,null,null,null,null,null,null,"Main Fuses (aR) (BLADE style DIN 43620 )",null,null,null,null,null,null,null,null,null,null,null,null,null,null,"Main Fuses (aR) (BOLTED tags DIN 43653 )",null,null,null,null,null,null,null,null,null,null,null,null,null,null,null,null,null,null,null,null,null,null,null,"Main Fuses (UL)",null,null,null,null,null,null,null,null,null,null,null,null,null,null,null,null,null,null,null,"Miniature circuit breaker",null,null,null,null,null,null,null,null,null,null,null,null,null,null,null,null,null,null,null,null,null,null,null,null,null,null,null,null,"Moulded case circuit breaker",null,"Mains Switch for gG fuse",null,null,null,null,"Mains Switch  ",null,null,null,null,null,null,null,null,"Mains Switch UL",null,null,null,null,null,null,null,null,"Main Contactor",null,null,null,null,null,null,null,null,null,null,null,null,null,null,null,null,null,null,"Output Chokes (du/dt filters)",null,null,null,null,null,null,null,"Braking Resistor","Residual Current Device","Sine Filter"]
[]
["Type",null,null,"Current ratings","Mains cable *",null,"gG Fuses (see footnotes)",null,null,null,null,null,null,null,null,"aR Fuses (see footnotes)",null,null,null,null,null,null,null,null,null,null,null,null,null,null,"aR Fuses",null,null,null,null,null,null,null,null,null,null,null,null,null,null,null,null,null,null,null,null,null,null,null,"UL-class Fuses",null,null,null,null,null,null,null,null,null,null,null,null,null,null,null,null,null,null,null,"Miniature circuit breaker",null,null,null,null,null,null,null,null,null,null,null,null,null,null,null,null,null,null,null,null,null,null,null,null,null,null,null,null,"Tmax Moulded Case Circuit Breaker",null,"Switch Fuse",null,null,null,null,"Switch",null,null,null,null,null,null,null,null,"Switch UL",null,null,null,null,null,null,null,null,"Contactor",null,null,null,null,null,null,null,null,null,null,null,null,null,null,null,null,null,null,"du/dt filters",null,null,null,null,null,null,null,"Braking Resistor","Residual Current Device","Sine Filter"]
[null,null,null,null,null,null,"gG Fuses","gG Fuses","gG Fuses","gG Fuses","gG Fuses","gG Fuses","gG Fuses","gG Fuses","gG Fuses","aR Fuses","aR Fuses","aR Fuses","aR Fuses","aR Fuses","aR Fuses","aR Fuses","aR Fuses","aR Fuses","aR Fuses","aR Fuses","aR Fuses","aR Fuses","aR Fuses","aR Fuses","aR Fuses","aR Fuses","aR Fuses","aR Fuses","aR Fuses","aR Fuses","aR Fuses","aR Fuses","aR Fuses","aR Fuses","aR Fuses","aR Fuses","aR Fuses","aR Fuses","aR Fuses","aR Fuses","aR Fuses","aR Fuses","aR Fuses","aR Fuses","aR Fuses","aR Fuses","aR Fuses","aR Fuses","T-class","T-class","T-class","T-class","T-class","T-class","T-class","T-class","T-class","T-class","T-class","T-class","T-class","T-class","aR ; Flush end","aR ; Flush end","aR ; Flush end","aR ; Flush end","aR ; Flush end","aR ; Flush end","Miniature circuit breaker","Miniature circuit breaker","Miniature circuit breaker","Miniature circuit breaker","Miniature circuit breaker","Miniature circuit breaker","Miniature circuit breaker","Miniature circuit breaker","Miniature circuit breaker","Miniature circuit breaker","Miniature circuit breaker","Miniature circuit breaker","Miniature circuit breaker","Miniature circuit breaker","Miniature circuit breaker","Miniature circuit breaker","Miniature circuit breaker","Miniature circuit breaker","Miniature circuit breaker","Miniature circuit breaker","Miniature circuit breaker","Miniature circuit breaker","Miniature circuit breaker","Miniature circuit breaker","Miniature circuit breaker","Miniature circuit breaker","Miniature circuit breaker","Miniature circuit breaker",null,"Tmax Moulded Case Circuit Breaker",null,"Switch Fuse","Switch Fuse","Switch Fuse","Switch Fuse","Switch Fuse","Switch-disconnector","Switch-disconnector","Switch-disconnector","Switch-disconnector","Switch-disconnector","Switch-disconnector","Switch-disconnector","Switch-disconnector","Switch-disconnector","Switch-disconnector","Switch-disconnector","Switch-disconnector","Switch-disconnector","Switch-disconnector","Switch-disconnector","Switch-disconnector","Switch-disconnector","Switch-disconnector","Contactor","Contactor","Contactor","Contactor","Contactor","Contactor","Contactor","Contactor","Contactor","Contactor","Contactor","Contactor","Contactor","Contactor","Contactor","Contactor","Contactor","Contactor","Contactor","du/dt filters unprotected","du/dt filters unprotected","du/dt filters unprotected","du/dt filters unprotected","du/dt filters unprotected","du/dt filters unprotected","du/dt filters unprotected","du/dt filters unprotected","Braking Resistor","RCCB F 200 series","Sine Filter (IP00)","Sine Filter (IP00)","Sine Filter (IP00)","Sine Filter (IP00)","Sine Filter (IP00)","Sine Filter (IP00)","Sine Filter (IP00)","Sine Filter (IP00)","Sine Filter (IP00)","Sine Filter (IP21)","Sine Filter (IP21)","Sine Filter (IP21)","Sine Filter (IP21)","Sine Filter (IP21)","Sine Filter (IP21)","Sine Filter (IP21)","Sine Filter (IP21)","Sine Filter (IP21)","Sine Filter (IP21)","Sine Filter (IP21)","Sine Filter (IP21)"]
[null,null,"I1N","I2cont.max",null,null,"ABB: OFAF000H16 16A, 500V, 740A2s","ABB: OFAF000H25 25A, 500V, 2.5kA2s","ABB: OFAF000H32 32A, 500V, 4.0kA2s","ABB: OFAF000H40 40A, 500V, 7.7kA2s","ABB: OFAF000H50 50A, 500V, 16kA2s","ABB: OFAF000H63 63A, 500V, 20.1kA2s","ABB: OFAF000H80 80A, 500V, 37.5kA2s","ABB: OFAF000H100 100A, 500V, 65kA2s","gG fuse is too slow for this drive","Bussmann: 170M1558 10A, 690V, 27A2s","Bussmann: 170M1559 16A, 690V, 51A2s","Bussmann: 170M1561 25A, 690V, 130A2s","Bussmann: 170M1563 40A, 690V, 460A2s","Bussmann: 170M1565 63A, 690V, 1450A2s","Bussmann: 170M1566 80A, 690V, 2700A2s","Bussmann: 170M1567 100A, 690V, 4950A2s","Bussmann: 170M1568 125A, 690V, 8250A2s","Bussmann: 170M1569 160A, 690V, 16.5kA2s","Bussmann: 170M1570 200A, 690V, 31kA2s","Bussmann: 170M3817 315A, 690V, 46.5kA2s","Bussmann: 170M5809 450A, 690V, 105kA2s","Bussmann: 170M5810 500A, 690V, 155kA2s","Bussmann: 170M5808 400A, 690V, 79kA2s","Bussmann: 170M5812 630A, 690V, 295kA2s","Bussmann: 170M1308\n10A, 690V, 0,026 kA2s","Bussmann: 170M1309\n16A, 690V, 0,048 kA2s","Bussmann: 170M1311\n25A, 690V, 0,130 kA2s","Bussmann: 170M1312\n32A, 690V, 0,27 kA2s","Bussmann: 170M1313\n40A, 690V, 0,46 kA2s","Bussmann: 170M1314\n50A, 690V, 0.77 kA2s","Bussmann: 170M1315\n63A, 690V, 1,45 kA2s","Bussmann: 170M1316\n80A, 690V, 2,55 kA2s","Bussmann: 170M1317\n100A, 690V, 4,65 kA2s","Bussmann: 170M1318\n125A, 690V, 8,5 kA2s","Bussmann: 170M1319\n160A, 690V, 16 kA2s","Bussmann: 170M1320\n200A, 690V, 28 kA2s","Bussmann: 170M2618\n250A, 690V, 42 kA2s","Bussmann: 170M2619\n315A, 690V, 68.5 kA2s","Bussmann: 170M3015\n200A, 690V, 15 kA2s","Bussmann: 170M3016\n250A, 690V, 28,5 kA2s","Bussmann: 170M3017\n315A, 690V, 46,5 kA2s","Bussmann: 170M4410\n315A, 690V, 42 kA2s","Bussmann: 170M5408\n400A, 690V, 74 kA2s","Bussmann: 170M5410\n500A, 690V, 145 kA2s","Bussmann: 170M6410\n630A, 690V, 210 kA2s","Bussmann: 170M6411\n700A, 690V, 300 kA2s","Bussmann: 170M6412\n800A, 690V, 465 kA2s","Bussmann: 170M6414\n1000A, 690V, 945 kA2s","Bussmann: JJS-15 15A, 600V","Bussmann: JJS-20 20A, 600V","Bussmann: JJS-25 25A, 600V","Bussmann: JJS-35 35A, 600V","Bussmann: JJS-40 40A, 600V","Bussmann: JJS-50 50A, 600V","Bussmann: JJS-60 60A, 600V","Bussmann: JJS-80 80A, 600V","Bussmann: JJS-90 90A, 600V","Bussmann: JJS-110 110A, 600V","Bussmann: JJS-150 150A, 600V","Bussmann: JJS-200 200A, 600V","Bussmann: JJS-225 225A, 600V","Bussmann: JJS-300 300A, 600V","Bussmann: 170M5408 400A, 690V","Bussmann: 170M5410 500A, 690V","Bussmann: 170M6410 630A, 690V","Bussmann: 170M6411 700A, 690V","Bussmann: 170M6412 800A, 690V","Bussmann: 170M6414 1000A, 690V","ABB: S 203P-Z 10 (prospective SC current 25kA)","ABB: S 203P-B/C/Z 10 (prospective SC current 25kA)","ABB: S 203P-Z 16 (prospective SC current 25kA)","ABB: S 203P-B/C/Z 16 (prospective SC current 25kA)","ABB: S 203P-Z 20 (prospective SC current 25kA)","ABB: S 203P-B/C/Z 20 (prospective SC current 25kA)","ABB: S 203P-Z 25 (prospective SC current 25kA)","ABB: S 203P-B/C/Z 25 (prospective SC current 25kA)","ABB: S 203P-Z 32 (prospective SC current 15kA)","ABB: S 203P-B/C/Z 32 (prospective SC current 15kA)","ABB: S 203P-Z 40 (prospective SC current 15kA)","ABB: S 203P-B/C/Z 40 (prospective SC current 15kA)","ABB: S 203P-Z 50 (prospective SC current 15kA)","ABB: S 203P-B/C/Z 50 (prospective SC current 15kA)","ABB: S 203 M/P-B/C 50 (prospective SC current 5kA)","ABB: S 203 M/P-B/C 63 (prospective SC current 5kA)","ABB: S 803 S-B/C 6 (prospective SC current 10kA)","ABB: S 803 S-B/C 10 (prospective SC current 10kA)","ABB: S 803 S-B/C 13 (prospective SC current 10kA)","ABB: S 803 S-B/C 20 (prospective SC current 10kA, >500V 4kA)","ABB: S 803 S-B/C 25 (prospective SC current 10kA, >500V 4kA)","ABB: S 803 S-B/C 32 (prospective SC current 10kA, >500V 4kA)","ABB: S 803 S-B/C 50 (prospective SC current 10kA, >500V 4kA)","ABB: S 803 S-B/C 63 (prospective SC current 10kA, >500V 4kA)","ABB: S 803 S-B/C 75 (prospective SC current 10kA)","ABB: S 803 S-B/C 80 (prospective SC current 16kA )","ABB: S 803 S-B/C 100 (prospective SC current 25kA )","ABB: S 803 S-B/C 125 (prospective SC current 50kA, >500V 3kA)","No miniature breaker for this drive. Select molded case breaker.","Not available yet","No Moulded case circuit breaker for this drive. Select miniature circuit breaker.","ABB: OS32GD_ (1000V,32A,DIN 000)","ABB: OS63GD_ (1000V,63A,DIN 000)","ABB: OS125GD_ (1000V, 125A, DIN 000,00)","ABB: OS160GD_ (1000V, 160A, DIN 000,00)","ABB: OS250D12_ (1000V, 250A, DIN 0-1)","ABB: OT16F3_ (750V,16A)","ABB: OT25F3_ (750V,25A)","ABB: OT63F3_ (750V, 63A)","ABB: OT100F_ (750V, 100A)","ABB: OT160EV_ (1000V, 160A)","ABB: OT250E_ (1000V, 250A)","ABB: OT400E_ (1000V, 400A)","ABB: OT630E_ (1000V, 630A)","ABB: OT800E_ (1000V, 800A)","ABB: OT16F3_ (750V,16A)","ABB: OT25F3_ (750V,25A)","ABB: OT63F3_ (750V, 63A)","ABB: OT100F_ (750V, 100A)","ABB: OT200U_ (1000V, 200A)","ABB: OT250E_ (1000V, 250A)","ABB: OT400U_ (1000V, 400A)","ABB: OT600U_ (1000V, 600A)","ABB: OT800U_ (1000V, 800A)","ABB: AF09-30-22-13 (25A,1000V 100-250V/50-60Hz)","ABB: AF12-30-22-13 (28A,1000V 100-250V/50-60Hz)","ABB: AF16-30-22-13 (30A,1000V 100-250V/50-60Hz)","ABB: AF26-30-22-13 (45A,1000V 100-250V/50-60Hz)","ABB: AF30-30-22-13 (50A,1000V 100-250V/50-60Hz)","ABB: AF50-30-22-70 (100A,1000V 100-250V/50-60Hz)","ABB: AF63-30-22-70 (115A,1000V 100-250V/50-60Hz)","ABB: AF75-30-22-70 (125A,1000V 100-250V/50-60Hz)","ABB: AF95-30-22-70 (145A,1000V 100-250V/50-60Hz)","ABB: AF110-30-22-70 (160A,1000V 100-250V/50-60Hz)","ABB: AF146-30-22-13 (250A,1000V 100-250V/50-60Hz)","ABB: AF185-30-22-70 (275A,1000V 100-250V/50-60Hz)","ABB: AF210-30-22-70 (350A,1000V 100-250V/50-60Hz)","ABB: AF265-30-22-13 (400A,1000V 100-250V/50-60Hz)","ABB: AF300-30-22-70 (500A,1000V 100-250V/50-60Hz)","ABB: AF400-30-22-70 (600A,1000V 100-250V/50-60Hz)","ABB: AF460-30-22-70 (700A,1000V 100-250V/50-60Hz)","ABB: AF580-30-22-70 (800A,1000V 100-250V/50-60Hz)","ABB: AF750-30-22-70 (1050A,1000V 100-250V/50-60Hz)","ABB: NOCH0016-6X","ABB: NOCH0030-6X","ABB: NOCH0070-6X","ABB: NOCH0120-6X","ABB: FOCH0260-70","ABB: FOCH0260-7X","ABB: FOCH0320-5x","ABB: FOCH-0610-70",null,null,"TDK: B84143V0012R231","TDK: B84143V0016R229","TDK: B84143V0038R231","TDK: B84143V0043R231","TDK: B84143V0064R231","TDK: B84143V0077R231","TDK: B84143V0091R231","TDK: B84143V0145R231","TDK: B84143V0209R231","TDK: B84143V0011R229 +B84143Q0004R229","TDK: B84143V0006R229 +B84143Q0002R229","TDK: B84143V0011R229 +B84143Q0004R229","TDK: B84143V0016R229 +B84143Q0006R229","TDK: B84143V0025R229 +B84143Q0008R229","TDK: B84143V0033R229 +B84143Q0008R229","TDK: B84143V0050R229 +B84143Q0010R229","TDK: B84143V0066R229 +B84143Q0010R229","TDK: B84143V0095R229 +B84143Q0012R229","TDK: B84143V0162S229 +B84143Q0014R229","TDK: B84143V0230S229 +B84143Q0016R229","TDK: B84143V0390S229 +B84143Q0018R229"]
[null,"Frame",null,null,null,null,"230/115","230/115","230/115","230/115","230/115","230/115","230/115","230/115","230/115","230/115","230/115","230/115","230/115","230/115","230/115","230/115","230/115","230/115","230/115","230/115","230/115","230/115","230/115","230/115","230/115","230/115","230/115","230/115","230/115","230/115","230/115","230/115","230/115","230/115","230/115","230/115","230/115","230/115","230/115","230/115","230/115","230/115","230/115","230/115","230/115","230/115","230/115","230/115","230/115","230/115","230/115","230/115","230/115","230/115","230/115","230/115","230/115","230/115","230/115","230/115","230/115","230/115","230/115","230/115","230/115","230/115","230/115","230/115","230/115","230/115","230/115","230/115","230/115","230/115","230/115","230/115","230/115","230/115","230/115","230/115","230/115","230/115","230/115","230/115","230/115","230/115","230/115","230/115","230/115","230/115","230/115","230/115","230/115","230/115","230/115","230/115","230/115","230/115","230/115","230/115","230/115","230/115","230/115","230/115","230/115","230/115","230/115","230/115","230/115","230/115","230/115","230/115","230/115","230/115","230/115","230/115","230/115","230/115","230/115","230/115","230/115","230/115","230/115","230/115","230/115","230/115","230/115","230/115","230/115","230/115","230/115","230/115","230/115","230/115","230/115","230/115","230/115","230/115","230/115","230/115","230/115","230/115","230/115","230/115","230/115","230/115","230/115","230/115","230/115",null,null,"230/115","230/115","230/115","230/115","230/115","230/115","230/115","230/115","230/115","230/115","230/115","230/115","230/115","230/115","230/115","230/115","230/115","230/115","230/115","230/115","230/115"]
[null,null,null,null,null,"Part number ->",null,null,null,null,null,null,null,null,"Select aR Fuses",null,null,null,null,null,null,null,null,null,null,null,null,null,null,null,null,null,null,null,null,null,null,null,null,null,null,null,null,null,null,null,null,null,null,null,null,null,null,null,"UN = 440....480 V","UN = 440....480 V","UN = 440....480 V","UN = 440....480 V","UN = 440....480 V","UN = 440....480 V","UN = 440....480 V","UN = 440....480 V","UN = 440....480 V","UN = 440....480 V","UN = 440....480 V","UN = 440....480 V","UN = 440....480 V","UN = 440....480 V",null,null,null,null,null,null,null,null,null,null,null,null,null,null,null,null,null,null,null,null,null,null,null,null,null,null,null,null,null,null,null,null,null,null,null,null,null,null,null,null,null,null,"Fuses are not included.","Fuses are not included.","Fuses are not included.","Fuses are not included.","Fuses are not included.","Fuses are not included.","Fuses are not included.","Fuses are not included.","Fuses are not included.","Fuses are not included.","Fuses are not included.","Fuses are not included.","Fuses are not included.","Fuses are not included.","Fuses are not included.","Fuses are not included.","Fuses are not included.","Fuses are not included.","≤40 °C","≤40 °C","≤40 °C","≤40 °C","≤40 °C","≤40 °C","≤40 °C","≤40 °C","≤40 °C","≤40 °C","≤40 °C","≤40 °C","≤40 °C","≤40 °C","≤40 °C","≤40 °C","≤40 °C","≤40 °C","≤40 °C"]
[]
["UN = 400 V (380, 400, 415 V) "]
["ACH580-31-09A5-4","R3",8,null,null,null,3,null,null,null,null,null,null,null,null,null,null,3,null,null,null,null,null,null,null,null,null,null,null,null,null,null,3,null,null,null,null,null,null,null,null,null,null,null,null,null,null,null,null,null,null,null,null,null,null,3,null,null,null,null,null,null,null,null,null,null,null,null,null,null,null,null,null,null,null,3,null,null,null,null,null,null,null,null,null,null,null,null,null,null,null,null,null,null,null,null,null,null,null,null,null,null,null,"x",null,1,null,null,null,null,1,null,null,null,null,null,null,null,null,1,null,null,null,null,null,null,null,null,1,null,null,null,null,null,null,null,null,null,null,null,null,null,null,null,null,null,null,1,null,null,null,null,null,null,null,null,null,1,null,null,null,null,null,null,null,null,null,null,1]
["ACH580-31-12A7-4","R3",10,null,null,null,3,null,null,null,null,null,null,null,null,null,null,3,null,null,null,null,null,null,null,null,null,null,null,null,null,null,3,null,null,null,null,null,null,null,null,null,null,null,null,null,null,null,null,null,null,null,null,null,null,3,null,null,null,null,null,null,null,null,null,null,null,null,null,null,null,null,null,null,null,null,null,3,null,null,null,null,null,null,null,null,null,null,null,null,null,null,null,null,null,null,null,null,null,null,null,null,null,"x",null,1,null,null,null,null,1,null,null,null,null,null,null,null,null,1,null,null,null,null,null,null,null,null,1,null,null,null,null,null,null,null,null,null,null,null,null,null,null,null,null,null,null,1,null,null,null,null,null,null,null,null,null,1,null,null,null,null,null,null,null,null,null,null,null,1]
["ACH580-31-018A-4","R3",14,null,null,null,null,3,null,null,null,null,null,null,null,null,null,null,3,null,null,null,null,null,null,null,null,null,null,null,null,null,3,null,null,null,null,null,null,null,null,null,null,null,null,null,null,null,null,null,null,null,null,null,null,null,null,3,null,null,null,null,null,null,null,null,null,null,null,null,null,null,null,null,null,null,null,null,null,3,null,null,null,null,null,null,null,null,null,null,null,null,null,null,null,null,null,null,null,null,null,null,null,"x",null,1,null,null,null,null,null,1,null,null,null,null,null,null,null,null,1,null,null,null,null,null,null,null,1,null,null,null,null,null,null,null,null,null,null,null,null,null,null,null,null,null,null,null,1,null,null,null,null,null,null,null,null,null,1,null,null,null,null,null,null,null,null,null,null,1]
["ACH580-31-026A-4","R3",20,null,null,null,null,null,3,null,null,null,null,null,null,null,null,null,3,null,null,null,null,null,null,null,null,null,null,null,null,null,null,3,null,null,null,null,null,null,null,null,null,null,null,null,null,null,null,null,null,null,null,null,null,null,null,3,null,null,null,null,null,null,null,null,null,null,null,null,null,null,null,null,null,null,null,null,null,null,null,3,null,null,null,null,null,null,null,null,null,null,null,null,null,null,null,null,null,null,null,null,null,"x",null,null,1,null,null,null,null,1,null,null,null,null,null,null,null,null,1,null,null,null,null,null,null,null,null,1,null,null,null,null,null,null,null,null,null,null,null,null,null,null,null,null,null,null,1,null,null,null,null,null,null,null,null,null,null,1,null,null,null,null,null,null,null,null,null,null,1]
["ACH580-31-033A-4","R6",27,null,null,null,null,null,null,3,null,null,null,null,null,null,null,null,null,3,null,null,null,null,null,null,null,null,null,null,null,null,null,null,3,null,null,null,null,null,null,null,null,null,null,null,null,null,null,null,null,null,null,null,null,null,null,null,null,null,3,null,null,null,null,null,null,null,null,null,null,null,null,null,null,null,null,null,null,null,null,null,null,3,null,null,null,null,null,null,null,null,null,null,null,null,null,null,null,null,null,null,null,"x",null,null,1,null,null,null,null,null,1,null,null,null,null,null,null,null,null,1,null,null,null,null,null,null,null,null,null,1,null,null,null,null,null,null,null,null,null,null,null,null,null,null,null,null,null,1,null,null,null,null,null,null,null,null,null,1,null,null,null,null,null,null,null,null,null,null,null,1]
["ACH580-31-039A-4","R6",33,null,null,null,null,null,null,null,3,null,null,null,null,null,null,null,null,3,null,null,null,null,null,null,null,null,null,null,null,null,null,null,null,null,3,null,null,null,null,null,null,null,null,null,null,null,null,null,null,null,null,null,null,null,null,null,null,null,3,null,null,null,null,null,null,null,null,null,null,null,null,null,null,null,null,null,null,null,null,null,null,null,null,3,null,null,null,null,null,null,null,null,null,null,null,null,null,null,null,null,null,"x",null,null,1,null,null,null,null,null,1,null,null,null,null,null,null,null,null,1,null,null,null,null,null,null,null,null,null,null,null,1,null,null,null,null,null,null,null,null,null,null,null,null,null,null,null,1,null,null,null,null,null,null,null,null,null,1,null,null,null,null,null,null,null,null,null,null,null,null,1]
["ACH580-31-046A-4","R6",40,null,null,null,null,null,null,null,null,3,null,null,null,null,null,null,null,null,3,null,null,null,null,null,null,null,null,null,null,null,null,null,null,null,null,3,null,null,null,null,null,null,null,null,null,null,null,null,null,null,null,null,null,null,null,null,null,null,3,null,null,null,null,null,null,null,null,null,null,null,null,null,null,null,null,null,null,null,null,null,null,null,null,null,null,3,null,null,null,null,null,null,null,null,null,null,null,null,null,null,null,"x",null,null,1,null,null,null,null,null,1,null,null,null,null,null,null,null,null,1,null,null,null,null,null,null,null,null,null,null,null,1,null,null,null,null,null,null,null,null,null,null,null,null,null,null,null,1,null,null,null,null,null,null,null,null,null,null,1,null,null,null,null,null,null,null,null,null,null,null,1]
["ACH580-31-062A-4","R6",51,null,null,null,null,null,null,null,null,null,3,null,null,null,null,null,null,null,null,3,null,null,null,null,null,null,null,null,null,null,null,null,null,null,null,3,null,null,null,null,null,null,null,null,null,null,null,null,null,null,null,null,null,null,null,null,null,null,null,null,null,3,null,null,null,null,null,null,null,null,null,null,null,null,null,null,null,null,null,null,null,null,null,null,null,null,null,null,null,null,null,null,null,null,null,null,null,3,null,null,null,"x",null,null,null,1,null,null,null,null,null,1,null,null,null,null,null,null,null,null,1,null,null,null,null,null,null,null,null,null,null,1,null,null,null,null,null,null,null,null,null,null,null,null,null,null,null,1,null,null,null,null,null,null,null,null,null,null,null,1,null,null,null,null,null,null,null,null,null,null,null,1]
["ACH580-31-073A-4","R6",63,null,null,null,null,null,null,null,null,null,null,3,null,null,null,null,null,null,null,null,3,null,null,null,null,null,null,null,null,null,null,null,null,null,null,null,3,null,null,null,null,null,null,null,null,null,null,null,null,null,null,null,null,null,null,null,null,null,null,null,null,3,null,null,null,null,null,null,null,null,null,null,null,null,null,null,null,null,null,null,null,null,null,null,null,null,null,null,null,null,null,null,null,null,null,null,null,3,null,null,null,"x",null,null,null,1,null,null,null,null,null,1,null,null,null,null,null,null,null,null,1,null,null,null,null,null,null,null,null,null,null,1,null,null,null,null,null,null,null,null,null,null,null,null,null,null,null,null,1,null,null,null,null,null,null,null,null,null,null,1,null,null,null,null,null,null,null,null,null,null,null,1]
["ACH580-31-088A-4","R6",76,null,null,null,null,null,null,null,null,null,null,3,null,null,null,null,null,null,null,null,3,null,null,null,null,null,null,null,null,null,null,null,null,null,null,null,null,3,null,null,null,null,null,null,null,null,null,null,null,null,null,null,null,null,null,null,null,null,null,null,null,3,null,null,null,null,null,null,null,null,null,null,null,null,null,null,null,null,null,null,null,null,null,null,null,null,null,null,null,null,null,null,null,null,null,null,null,null,3,null,null,"x",null,null,null,1,null,null,null,null,null,null,1,null,null,null,null,null,null,null,null,1,null,null,null,null,null,null,null,null,null,null,1,null,null,null,null,null,null,null,null,null,null,null,null,null,null,null,1,null,null,null,null,null,null,null,null,null,null,null,1,null,null,null,null,null,null,null,null,null,null,null,1]
["ACH580-31-106A-4","R8",94,null,null,null,null,null,null,null,null,null,null,null,"x",null,null,null,null,null,null,null,null,3,null,null,null,null,null,null,null,null,null,null,null,null,null,null,null,null,3,null,null,null,null,null,null,null,null,null,null,null,null,null,null,null,null,null,null,null,null,null,null,null,3,null,null,null,null,null,null,null,null,null,null,null,null,null,null,null,null,null,null,null,null,null,null,null,null,null,null,null,null,null,null,null,null,null,null,null,null,null,null,"x",null,null,null,null,null,null,null,null,null,null,1,null,null,null,null,null,null,null,null,1,null,null,null,null,null,null,null,null,null,null,null,null,null,null,null,null,null,null,null,null,null,null,null,null,null,null,null,null,null,null,null,null,null,null,null,null,null,null,null,1,null,null,null,null,null,null,null,null,null,null,1]
["ACH580-31-145A-4","R8",128,null,null,null,null,null,null,null,null,null,null,null,"x",null,null,null,null,null,null,null,null,null,3,null,null,null,null,null,null,null,null,null,null,null,null,null,null,null,null,3,null,null,null,null,null,null,null,null,null,null,null,null,null,null,null,null,null,null,null,null,null,null,null,3,null,null,null,null,null,null,null,null,null,null,null,null,null,null,null,null,null,null,null,null,null,null,null,null,null,null,null,null,null,null,null,null,null,null,null,null,null,"x",null,null,null,null,null,null,null,null,null,null,1,null,null,null,null,null,null,null,null,1,null,null,null,null,null,null,null,null,null,null,null,null,null,null,null,null,null,null,null,null,null,null,null,null,null,null,null,null,null,null,null,null,null,null,null,null,null,null,null,null,1,null,null,null,null,null,null,null,null,null,null,1]
["ACH580-31-169A-4","R8",154,null,null,null,null,null,null,null,null,null,null,null,"x",null,null,null,null,null,null,null,null,null,null,null,3,null,null,null,null,null,null,null,null,null,null,null,null,null,null,null,3,null,null,null,null,null,null,null,null,null,null,null,null,null,null,null,null,null,null,null,null,null,null,null,3,null,null,null,null,null,null,null,null,null,null,null,null,null,null,null,null,null,null,null,null,null,null,null,null,null,null,null,null,null,null,null,null,null,null,null,null,"x",null,null,null,null,null,null,null,null,null,null,null,1,null,null,null,null,null,null,null,null,null,1,null,null,null,null,null,null,null,null,null,null,null,null,null,null,null,null,null,null,null,null,null,null,null,null,null,null,null,null,null,null,null,null,null,null,null,null,null,null,null,1,null,null,null,null,null,null,null,null,null,1]
["ACH580-31-206A-4","R8",188,null,null,null,null,null,null,null,null,null,null,null,"x",null,null,null,null,null,null,null,null,null,null,null,null,3,null,null,null,null,null,null,null,null,null,null,null,null,null,null,null,3,null,null,null,null,null,null,null,null,null,null,null,null,null,null,null,null,null,null,null,null,null,null,null,3,null,null,null,null,null,null,null,null,null,null,null,null,null,null,null,null,null,null,null,null,null,null,null,null,null,null,null,null,null,null,null,null,null,null,null,"x",null,null,null,null,null,null,null,null,null,null,null,1,null,null,null,null,null,null,null,null,null,1,null,null,null,null,null,null,null,null,null,null,null,null,null,null,null,null,null,null,null,null,null,null,null,null,null,null,null,null,null,null,null,null,null,null,null,null,null,null,null,1,null,null,null,null,null,null,null,null,null,null,1]
["ACH580-34-246A-4","R11",212,null,null,null,null,null,null,null,null,null,null,null,"x",null,null,null,null,null,null,null,null,null,null,null,null,null,null,null,null,null,null,null,null,null,null,null,null,null,null,null,null,null,null,null,null,null,3,null,null,null,null,null,null,null,null,null,null,null,null,null,null,null,null,null,null,null,3,null,null,null,null,null,null,null,null,null,null,null,null,null,null,null,null,null,null,null,null,null,null,null,null,null,null,null,null,null,null,null,null,null,null,"x",null,null,null,null,null,null,null,null,null,null,null,1,null,null,null,null,null,null,null,null,null,1]
["ACH580-34-293A-4","R11",257,null,null,null,null,null,null,null,null,null,null,null,"x",null,null,null,null,null,null,null,null,null,null,null,null,null,null,null,null,null,null,null,null,null,null,null,null,null,null,null,null,null,null,null,null,null,null,3,null,null,null,null,null,null,null,null,null,null,null,null,null,null,null,null,null,null,null,3,null,null,null,null,null,null,null,null,null,null,null,null,null,null,null,null,null,null,null,null,null,null,null,null,null,null,null,null,null,null,null,null,null,"x",null,null,null,null,null,null,null,null,null,null,null,null,1,null,null,null,null,null,null,null,null,1]
["ACH580-34-365A-4","R11",321,null,null,null,null,null,null,null,null,null,null,null,"x",null,null,null,null,null,null,null,null,null,null,null,null,null,null,null,null,null,null,null,null,null,null,null,null,null,null,null,null,null,null,null,null,null,null,null,3,null,null,null,null,null,null,null,null,null,null,null,null,null,null,null,null,null,null,null,3,null,null,null,null,null,null,null,null,null,null,null,null,null,null,null,null,null,null,null,null,null,null,null,null,null,null,null,null,null,null,null,null,"x",null,null,null,null,null,null,null,null,null,null,null,null,1,null,null,null,null,null,null,null,null,null,1]
["ACH580-34-442A-4","R11",401,null,null,null,null,null,null,null,null,null,null,null,"x",null,null,null,null,null,null,null,null,null,null,null,null,null,null,null,null,null,null,null,null,null,null,null,null,null,null,null,null,null,null,null,null,null,null,null,null,3,null,null,null,null,null,null,null,null,null,null,null,null,null,null,null,null,null,null,null,3,null,null,null,null,null,null,null,null,null,null,null,null,null,null,null,null,null,null,null,null,null,null,null,null,null,null,null,null,null,null,null,"x",null,null,null,null,null,null,null,null,null,null,null,null,null,1,null,null,null,null,null,null,null,null,1]
["ACH580-34-505A-4","R11",401,null,null,null,null,null,null,null,null,null,null,null,"x",null,null,null,null,null,null,null,null,null,null,null,null,null,null,null,null,null,null,null,null,null,null,null,null,null,null,null,null,null,null,null,null,null,null,null,null,null,3,null,null,null,null,null,null,null,null,null,null,null,null,null,null,null,null,null,null,null,3,null,null,null,null,null,null,null,null,null,null,null,null,null,null,null,null,null,null,null,null,null,null,null,null,null,null,null,null,null,null,"x",null,null,null,null,null,null,null,null,null,null,null,null,null,1,null,null,null,null,null,null,null,null,1]
["ACH580-34-585A-4","R11",505,null,null,null,null,null,null,null,null,null,null,null,"x",null,null,null,null,null,null,null,null,null,null,null,null,null,null,null,null,null,null,null,null,null,null,null,null,null,null,null,null,null,null,null,null,null,null,null,null,null,null,3,null,null,null,null,null,null,null,null,null,null,null,null,null,null,null,null,null,null,null,3,null,null,null,null,null,null,null,null,null,null,null,null,null,null,null,null,null,null,null,null,null,null,null,null,null,null,null,null,null,"x",null,null,null,null,null,null,null,null,null,null,null,null,null,1,null,null,null,null,null,null,null,null,1]
["ACH580-34-650A-4","R11",569,null,null,null,null,null,null,null,null,null,null,null,"x",null,null,null,null,null,null,null,null,null,null,null,null,null,null,null,null,null,null,null,null,null,null,null,null,null,null,null,null,null,null,null,null,null,null,null,null,null,null,3,null,null,null,null,null,null,null,null,null,null,null,null,null,null,null,null,null,null,null,3,null,null,null,null,null,null,null,null,null,null,null,null,null,null,null,null,null,null,null,null,null,null,null,null,null,null,null,null,null,"x",null,null,null,null,null,null,null,null,null,null,null,null,null,null,1,null,null,null,null,null,null,null,null,1]
["UN = 480 V (440, 460, 480 V) -NEC Ratings-"]
["ACH580-31-07A6-4","R3",7,null,null,null,null,null,null,null,null,null,null,null,null,3,null,null,null,null,null,null,null,null,null,null,null,null,null,null,3,null,null,null,null,null,null,null,null,null,null,null,null,null,null,null,null,null,null,null,null,null,null,null,null,3,null,null,null,null,null,null,null,null,null,null,null,null,null,null,null,null,null,null,null,3,null,null,null,null,null,null,null,null,null,null,null,null,null,null,null,null,null,null,null,null,null,null,null,null,null,null,null,null,null,null,null,null,null,null,1,null,null,null,null,null,null,null,null,1,null,null,null,null,null,null,null,null,1,null,null,null,null,null,null,null,null,null,null,null,null,null,null,null,null,null,null,1]
["ACH580-31-012A-4","R3",9,null,null,null,null,null,null,null,null,null,null,null,null,null,3,null,null,null,null,null,null,null,null,null,null,null,null,null,null,3,null,null,null,null,null,null,null,null,null,null,null,null,null,null,null,null,null,null,null,null,null,null,null,3,null,null,null,null,null,null,null,null,null,null,null,null,null,null,null,null,null,null,null,null,null,3,null,null,null,null,null,null,null,null,null,null,null,null,null,null,null,null,null,null,null,null,null,null,null,null,null,null,null,null,null,null,null,null,1,null,null,null,null,null,null,null,null,1,null,null,null,null,null,null,null,null,1,null,null,null,null,null,null,null,null,null,null,null,null,null,null,null,null,null,null,1]
["ACH580-31-014A-4","R3",12,null,null,null,null,null,null,null,null,null,null,null,null,null,null,3,null,null,null,null,null,null,null,null,null,null,null,null,null,null,3,null,null,null,null,null,null,null,null,null,null,null,null,null,null,null,null,null,null,null,null,null,null,null,null,3,null,null,null,null,null,null,null,null,null,null,null,null,null,null,null,null,null,null,null,null,null,3,null,null,null,null,null,null,null,null,null,null,null,null,null,null,null,null,null,null,null,null,null,null,null,null,null,null,null,null,null,null,null,1,null,null,null,null,null,null,null,null,1,null,null,null,null,null,null,null,1,null,null,null,null,null,null,null,null,null,null,null,null,null,null,null,null,null,null,null,1]
["ACH580-31-023A-4","R3",17,null,null,null,null,null,null,null,null,null,null,null,null,null,null,3,null,null,null,null,null,null,null,null,null,null,null,null,null,null,3,null,null,null,null,null,null,null,null,null,null,null,null,null,null,null,null,null,null,null,null,null,null,null,null,3,null,null,null,null,null,null,null,null,null,null,null,null,null,null,null,null,null,null,null,null,null,null,null,3,null,null,null,null,null,null,null,null,null,null,null,null,null,null,null,null,null,null,null,null,null,null,null,null,null,null,null,null,null,1,null,null,null,null,null,null,null,null,1,null,null,null,null,null,null,null,null,1,null,null,null,null,null,null,null,null,null,null,null,null,null,null,null,null,null,null,1]
["ACH580-31-027A-4","R6",24,null,null,null,null,null,null,null,null,null,null,null,null,null,null,null,null,3,null,null,null,null,null,null,null,null,null,null,null,null,null,null,null,3,null,null,null,null,null,null,null,null,null,null,null,null,null,null,null,null,null,null,null,null,null,null,null,null,3,null,null,null,null,null,null,null,null,null,null,null,null,null,null,null,null,null,null,null,null,null,null,3,null,null,null,null,null,null,null,null,null,null,null,null,null,null,null,null,null,null,null,null,null,null,null,null,null,null,null,null,1,null,null,null,null,null,null,null,null,1,null,null,null,null,null,null,null,null,null,1,null,null,null,null,null,null,null,null,null,null,null,null,null,null,null,null,null,1]
["ACH580-31-034A-4","R6",29,null,null,null,null,null,null,null,null,null,null,null,null,null,null,null,null,3,null,null,null,null,null,null,null,null,null,null,null,null,null,null,null,3,null,null,null,null,null,null,null,null,null,null,null,null,null,null,null,null,null,null,null,null,null,null,null,null,3,null,null,null,null,null,null,null,null,null,null,null,null,null,null,null,null,null,null,null,null,null,null,null,null,3,null,null,null,null,null,null,null,null,null,null,null,null,null,null,null,null,null,null,null,null,null,null,null,null,null,null,1,null,null,null,null,null,null,null,null,1,null,null,null,null,null,null,null,null,null,null,null,1,null,null,null,null,null,null,null,null,null,null,null,null,null,null,null,1]
["ACH580-31-044A-4","R6",34,null,null,null,null,null,null,null,null,null,null,null,null,null,null,null,null,3,null,null,null,null,null,null,null,null,null,null,null,null,null,null,null,null,3,null,null,null,null,null,null,null,null,null,null,null,null,null,null,null,null,null,null,null,null,null,null,null,3,null,null,null,null,null,null,null,null,null,null,null,null,null,null,null,null,null,null,null,null,null,null,null,null,null,null,3,null,null,null,null,null,null,null,null,null,null,null,null,null,null,null,null,null,null,null,null,null,null,null,null,1,null,null,null,null,null,null,null,null,1,null,null,null,null,null,null,null,null,null,null,null,1,null,null,null,null,null,null,null,null,null,null,null,null,null,null,null,1]
["ACH580-31-052A-4","R6",44,null,null,null,null,null,null,null,null,null,null,null,null,null,null,null,null,null,3,null,null,null,null,null,null,null,null,null,null,null,null,null,null,null,null,3,null,null,null,null,null,null,null,null,null,null,null,null,null,null,null,null,null,null,null,null,null,null,null,null,null,3,null,null,null,null,null,null,null,null,null,null,null,null,null,null,null,null,null,null,null,null,null,null,null,null,null,null,null,null,null,null,null,null,null,null,null,3,null,null,null,null,null,null,null,null,null,null,null,null,null,1,null,null,null,null,null,null,null,1,null,null,null,null,null,null,null,null,null,null,null,1,null,null,null,null,null,null,null,null,null,null,null,null,null,null,null,1]
["ACH580-31-065A-4","R6",54,null,null,null,null,null,null,null,null,null,null,null,null,null,null,null,null,null,null,3,null,null,null,null,null,null,null,null,null,null,null,null,null,null,null,null,null,3,null,null,null,null,null,null,null,null,null,null,null,null,null,null,null,null,null,null,null,null,null,null,null,3,null,null,null,null,null,null,null,null,null,null,null,null,null,null,null,null,null,null,null,null,null,null,null,null,null,null,null,null,null,null,null,null,null,null,null,3,null,null,null,null,null,null,null,null,null,null,null,null,null,1,null,null,null,null,null,null,null,null,1,null,null,null,null,null,null,null,null,null,null,1,null,null,null,null,null,null,null,null,null,null,null,null,null,null,null,null,1]
["ACH580-31-077A-4","R6",66,null,null,null,null,null,null,null,null,null,null,null,null,null,null,null,null,null,null,null,3,null,null,null,null,null,null,null,null,null,null,null,null,null,null,null,null,3,null,null,null,null,null,null,null,null,null,null,null,null,null,null,null,null,null,null,null,null,null,null,null,3,null,null,null,null,null,null,null,null,null,null,null,null,null,null,null,null,null,null,null,null,null,null,null,null,null,null,null,null,null,null,null,null,null,null,null,null,3,null,null,null,null,null,null,null,null,null,null,null,null,null,1,null,null,null,null,null,null,null,1,null,null,null,null,null,null,null,null,null,null,null,1,null,null,null,null,null,null,null,null,null,null,null,null,null,null,null,1]
["ACH580-31-096A-4","R8",82,null,null,null,null,null,null,null,null,null,null,null,null,null,null,null,null,null,null,null,null,3,null,null,null,null,null,null,null,null,null,null,null,null,null,null,null,null,3,null,null,null,null,null,null,null,null,null,null,null,null,null,null,null,null,null,null,null,null,null,null,null,3,null,null,null,null,null,null,null,null,null,null,null,null,null,null,null,null,null,null,null,null,null,null,null,null,null,null,null,null,null,null,null,null,null,null,null,null,null,null,null,null,null,null,null,null,null,null,null,null,1,1,null,null,null,null,null,null,null,null,1,null,null,null,null,null,null,null,null,null,null,null,null,null,null,null,null,null,null,null,null,null,null,null,null,null,null,null,null,null,null,null,null,null,null,null,null,null,null,null,1,null,null,null,null,null,null,null,null,null,null,1]
["ACH580-31-124A-4","R8",111,null,null,null,null,null,null,null,null,null,null,null,null,null,null,null,null,null,null,null,null,null,null,3,null,null,null,null,null,null,null,null,null,null,null,null,null,null,null,null,null,null,3,null,null,null,null,null,null,null,null,null,null,null,null,null,null,null,null,null,null,null,null,3,null,null,null,null,null,null,null,null,null,null,null,null,null,null,null,null,null,null,null,null,null,null,null,null,null,null,null,null,null,null,null,null,null,null,null,null,null,null,null,null,null,null,null,null,null,null,null,null,1,null,null,null,null,null,null,null,null,1,null,null,null,null,null,null,null,null,null,null,null,null,null,null,null,null,null,null,null,null,null,null,null,null,null,null,null,null,null,null,null,null,null,null,null,null,null,null,null,null,1,null,null,null,null,null,null,null,null,null,null,1]
["ACH580-31-156A-4","R8",134,null,null,null,null,null,null,null,null,null,null,null,null,null,null,null,null,null,null,null,null,null,null,null,null,null,3,null,null,null,null,null,null,null,null,null,null,null,null,null,null,null,null,3,null,null,null,null,null,null,null,null,null,null,null,null,null,null,null,null,null,null,null,null,3,null,null,null,null,null,null,null,null,null,null,null,null,null,null,null,null,null,null,null,null,null,null,null,null,null,null,null,null,null,null,null,null,null,null,null,null,null,null,null,null,null,null,null,null,null,null,null,1,null,null,null,null,null,null,null,null,1,null,null,null,null,null,null,null,null,null,null,null,null,null,null,null,null,null,null,null,null,null,null,null,null,null,null,null,null,null,null,null,null,null,null,null,null,null,null,null,null,null,1,null,null,null,null,null,null,null,null,null,1]
["ACH580-31-180A-4","R8",163,null,null,null,null,null,null,null,null,null,null,null,null,null,null,null,null,null,null,null,null,null,null,null,null,null,null,3,null,null,null,null,null,null,null,null,null,null,null,null,null,null,null,null,3,null,null,null,null,null,null,null,null,null,null,null,null,null,null,null,null,null,null,null,null,3,null,null,null,null,null,null,null,null,null,null,null,null,null,null,null,null,null,null,null,null,null,null,null,null,null,null,null,null,null,null,null,null,null,null,null,null,null,null,null,null,null,null,null,null,null,null,null,1,null,null,null,null,null,null,null,null,null,1,null,null,null,null,null,null,null,null,null,null,null,null,null,null,null,null,null,null,null,null,null,null,null,null,null,null,null,null,null,null,null,null,null,null,null,null,null,null,null,1,null,null,null,null,null,null,null,null,null,null,1]
["ACH580-34-240A-4","R11",209,null,null,null,null,null,null,null,null,null,null,null,null,null,null,null,null,null,null,null,null,null,null,null,null,null,null,null,null,null,null,null,null,null,null,null,null,null,null,null,null,null,null,null,null,3,null,null,null,null,null,null,null,null,null,null,null,null,null,null,null,null,null,null,null,null,3,null,null,null,null,null,null,null,null,null,null,null,null,null,null,null,null,null,null,null,null,null,null,null,null,null,null,null,null,null,null,null,null,null,null,null,null,null,null,null,null,null,null,null,null,null,null,1,null,null,null,null,null,null,null,null,null,1]
["ACH580-34-302A-4","R11",258,null,null,null,null,null,null,null,null,null,null,null,null,null,null,null,null,null,null,null,null,null,null,null,null,null,null,null,null,null,null,null,null,null,null,null,null,null,null,null,null,null,null,null,null,null,3,null,null,null,null,null,null,null,null,null,null,null,null,null,null,null,null,null,null,null,null,3,null,null,null,null,null,null,null,null,null,null,null,null,null,null,null,null,null,null,null,null,null,null,null,null,null,null,null,null,null,null,null,null,null,null,null,null,null,null,null,null,null,null,null,null,null,null,1,null,null,null,null,null,null,null,null,1]
["ACH580-34-361A-4","R11",307,null,null,null,null,null,null,null,null,null,null,null,null,null,null,null,null,null,null,null,null,null,null,null,null,null,null,null,null,null,null,null,null,null,null,null,null,null,null,null,null,null,null,null,null,null,null,3,null,null,null,null,null,null,null,null,null,null,null,null,null,null,null,null,null,null,null,null,3,null,null,null,null,null,null,null,null,null,null,null,null,null,null,null,null,null,null,null,null,null,null,null,null,null,null,null,null,null,null,null,null,null,null,null,null,null,null,null,null,null,null,null,null,null,1,null,null,null,null,null,null,null,null,null,1]
["ACH580-34-414A-4","R11",363,null,null,null,null,null,null,null,null,null,null,null,null,null,null,null,null,null,null,null,null,null,null,null,null,null,null,null,null,null,null,null,null,null,null,null,null,null,null,null,null,null,null,null,null,null,null,null,3,null,null,null,null,null,null,null,null,null,null,null,null,null,null,null,null,null,null,null,null,3,null,null,null,null,null,null,null,null,null,null,null,null,null,null,null,null,null,null,null,null,null,null,null,null,null,null,null,null,null,null,null,null,null,null,null,null,null,null,null,null,null,null,null,null,null,1,null,null,null,null,null,null,null,null,1]
["ACH580-34-477A-4","R11",418,null,null,null,null,null,null,null,null,null,null,null,null,null,null,null,null,null,null,null,null,null,null,null,null,null,null,null,null,null,null,null,null,null,null,null,null,null,null,null,null,null,null,null,null,null,null,null,null,3,null,null,null,null,null,null,null,null,null,null,null,null,null,null,null,null,null,null,null,null,3,null,null,null,null,null,null,null,null,null,null,null,null,null,null,null,null,null,null,null,null,null,null,null,null,null,null,null,null,null,null,null,null,null,null,null,null,null,null,null,null,null,null,null,null,1,null,null,null,null,null,null,null,null,1]

{"sheet":"ACQ580-31_34","index":10,"n_rows":50,"n_cols":178,"rows_kept":50,"cut":false,"hidden":false,"merged":[[2,157,2,177],[2,110,2,118],[2,119,2,127],[2,147,2,154],[1,105,1,109],[2,128,2,146],[2,6,2,14],[2,74,2,102],[2,103,2,104],[2,105,2,109],[2,54,2,73],[2,15,2,29],[2,30,2,53]]}
[null,null,null,null,null,null,"Main fuses (gG)",null,null,null,null,null,null,null,null,"Main Fuses (aR) (BLADE style DIN 43620 )",null,null,null,null,null,null,null,null,null,null,null,null,null,null,"Main Fuses (aR) (BOLTED tags DIN 43653 )",null,null,null,null,null,null,null,null,null,null,null,null,null,null,null,null,null,null,null,null,null,null,null,"Main Fuses (UL)",null,null,null,null,null,null,null,null,null,null,null,null,null,null,null,null,null,null,null,"Miniature circuit breaker",null,null,null,null,null,null,null,null,null,null,null,null,null,null,null,null,null,null,null,null,null,null,null,null,null,null,null,null,"Moulded case circuit breaker",null,"Mains Switch for gG fuse",null,null,null,null,"Mains Switch  ",null,null,null,null,null,null,null,null,"Mains Switch UL",null,null,null,null,null,null,null,null,"Main Contactor",null,null,null,null,null,null,null,null,null,null,null,null,null,null,null,null,null,null,"Output Chokes (du/dt filters)",null,null,null,null,null,null,null,"Braking Resistor","Residual Current Device","Sine Filter"]
[]
["Type",null,null,"Current ratings","Mains cable *",null,"gG Fuses (see footnotes)",null,null,null,null,null,null,null,null,"aR Fuses (see footnotes)",null,null,null,null,null,null,null,null,null,null,null,null,null,null,"aR Fuses",null,null,null,null,null,null,null,null,null,null,null,null,null,null,null,null,null,null,null,null,null,null,null,"UL-class Fuses",null,null,null,null,null,null,null,null,null,null,null,null,null,null,null,null,null,null,null,"Miniature circuit breaker",null,null,null,null,null,null,null,null,null,null,null,null,null,null,null,null,null,null,null,null,null,null,null,null,null,null,null,null,"Tmax Moulded Case Circuit Breaker",null,"Switch Fuse",null,null,null,null,"Switch",null,null,null,null,null,null,null,null,"Switch UL",null,null,null,null,null,null,null,null,"Contactor",null,null,null,null,null,null,null,null,null,null,null,null,null,null,null,null,null,null,"du/dt filters",null,null,null,null,null,null,null,"Braking Resistor","Residual Current Device","Sine Filter"]
[null,null,null,null,null,null,"gG Fuses","gG Fuses","gG Fuses","gG Fuses","gG Fuses","gG Fuses","gG Fuses","gG Fuses","gG Fuses","aR Fuses","aR Fuses","aR Fuses","aR Fuses","aR Fuses","aR Fuses","aR Fuses","aR Fuses","aR Fuses","aR Fuses","aR Fuses","aR Fuses","aR Fuses","aR Fuses","aR Fuses","aR Fuses","aR Fuses","aR Fuses","aR Fuses","aR Fuses","aR Fuses","aR Fuses","aR Fuses","aR Fuses","aR Fuses","aR Fuses","aR Fuses","aR Fuses","aR Fuses","aR Fuses","aR Fuses","aR Fuses","aR Fuses","aR Fuses","aR Fuses","aR Fuses","aR Fuses","aR Fuses","aR Fuses","T-class","T-class","T-class","T-class","T-class","T-class","T-class","T-class","T-class","T-class","T-class","T-class","T-class","T-class","aR ; Flush end","aR ; Flush end","aR ; Flush end","aR ; Flush end","aR ; Flush end","aR ; Flush end","Miniature circuit breaker","Miniature circuit breaker","Miniature circuit breaker","Miniature circuit breaker","Miniature circuit breaker","Miniature circuit breaker","Miniature circuit breaker","Miniature circuit breaker","Miniature circuit breaker","Miniature circuit breaker","Miniature circuit breaker","Miniature circuit breaker","Miniature circuit breaker","Miniature circuit breaker","Miniature circuit breaker","Miniature circuit breaker","Miniature circuit breaker","Miniature circuit breaker","Miniature circuit breaker","Miniature circuit breaker","Miniature circuit breaker","Miniature circuit breaker","Miniature circuit breaker","Miniature circuit breaker","Miniature circuit breaker","Miniature circuit breaker","Miniature circuit breaker","Miniature circuit breaker",null,"Tmax Moulded Case Circuit Breaker",null,"Switch Fuse","Switch Fuse","Switch Fuse","Switch Fuse","Switch Fuse","Switch-disconnector","Switch-disconnector","Switch-disconnector","Switch-disconnector","Switch-disconnector","Switch-disconnector","Switch-disconnector","Switch-disconnector","Switch-disconnector","Switch-disconnector","Switch-disconnector","Switch-disconnector","Switch-disconnector","Switch-disconnector","Switch-disconnector","Switch-disconnector","Switch-disconnector","Switch-disconnector","Contactor","Contactor","Contactor","Contactor","Contactor","Contactor","Contactor","Contactor","Contactor","Contactor","Contactor","Contactor","Contactor","Contactor","Contactor","Contactor","Contactor","Contactor","Contactor","du/dt filters unprotected","du/dt filters unprotected","du/dt filters unprotected","du/dt filters unprotected","du/dt filters unprotected","du/dt filters unprotected","du/dt filters unprotected","du/dt filters unprotected","Braking Resistor","RCCB F 200 series","Sine Filter (IP00)","Sine Filter (IP00)","Sine Filter (IP00)","Sine Filter (IP00)","Sine Filter (IP00)","Sine Filter (IP00)","Sine Filter (IP00)","Sine Filter (IP00)","Sine Filter (IP00)","Sine Filter (IP21)","Sine Filter (IP21)","Sine Filter (IP21)","Sine Filter (IP21)","Sine Filter (IP21)","Sine Filter (IP21)","Sine Filter (IP21)","Sine Filter (IP21)","Sine Filter (IP21)","Sine Filter (IP21)","Sine Filter (IP21)","Sine Filter (IP21)"]
[null,null,"I1N","I2cont.max",null,null,"ABB: OFAF000H16 16A, 500V, 740A2s","ABB: OFAF000H25 25A, 500V, 2.5kA2s","ABB: OFAF000H32 32A, 500V, 4.0kA2s","ABB: OFAF000H40 40A, 500V, 7.7kA2s","ABB: OFAF000H50 50A, 500V, 16kA2s","ABB: OFAF000H63 63A, 500V, 20.1kA2s","ABB: OFAF000H80 80A, 500V, 37.5kA2s","ABB: OFAF000H100 100A, 500V, 65kA2s","gG fuse is too slow for this drive","Bussmann: 170M1558 10A, 690V, 27A2s","Bussmann: 170M1559 16A, 690V, 51A2s","Bussmann: 170M1561 25A, 690V, 130A2s","Bussmann: 170M1563 40A, 690V, 460A2s","Bussmann: 170M1565 63A, 690V, 1450A2s","Bussmann: 170M1566 80A, 690V, 2700A2s","Bussmann: 170M1567 100A, 690V, 4950A2s","Bussmann: 170M1568 125A, 690V, 8250A2s","Bussmann: 170M1569 160A, 690V, 16.5kA2s","Bussmann: 170M1570 200A, 690V, 31kA2s","Bussmann: 170M3817 315A, 690V, 46.5kA2s","Bussmann: 170M5809 450A, 690V, 105kA2s","Bussmann: 170M5810 500A, 690V, 155kA2s","Bussmann: 170M5808 400A, 690V, 79kA2s","Bussmann: 170M5812 630A, 690V, 295kA2s","Bussmann: 170M1308\n10A, 690V, 0,026 kA2s","Bussmann: 170M1309\n16A, 690V, 0,048 kA2s","Bussmann: 170M1311\n25A, 690V, 0,130 kA2s","Bussmann: 170M1312\n32A, 690V, 0,27 kA2s","Bussmann: 170M1313\n40A, 690V, 0,46 kA2s","Bussmann: 170M1314\n50A, 690V, 0.77 kA2s","Bussmann: 170M1315\n63A, 690V, 1,45 kA2s","Bussmann: 170M1316\n80A, 690V, 2,55 kA2s","Bussmann: 170M1317\n100A, 690V, 4,65 kA2s","Bussmann: 170M1318\n125A, 690V, 8,5 kA2s","Bussmann: 170M1319\n160A, 690V, 16 kA2s","Bussmann: 170M1320\n200A, 690V, 28 kA2s","Bussmann: 170M2618\n250A, 690V, 42 kA2s","Bussmann: 170M2619\n315A, 690V, 68.5 kA2s","Bussmann: 170M3015\n200A, 690V, 15 kA2s","Bussmann: 170M3016\n250A, 690V, 28,5 kA2s","Bussmann: 170M3017\n315A, 690V, 46,5 kA2s","Bussmann: 170M4410\n315A, 690V, 42 kA2s","Bussmann: 170M5408\n400A, 690V, 74 kA2s","Bussmann: 170M5410\n500A, 690V, 145 kA2s","Bussmann: 170M6410\n630A, 690V, 210 kA2s","Bussmann: 170M6411\n700A, 690V, 300 kA2s","Bussmann: 170M6412\n800A, 690V, 465 kA2s","Bussmann: 170M6414\n1000A, 690V, 945 kA2s","Bussmann: JJS-15 15A, 600V","Bussmann: JJS-20 20A, 600V","Bussmann: JJS-25 25A, 600V","Bussmann: JJS-35 35A, 600V","Bussmann: JJS-40 40A, 600V","Bussmann: JJS-50 50A, 600V","Bussmann: JJS-60 60A, 600V","Bussmann: JJS-80 80A, 600V","Bussmann: JJS-90 90A, 600V","Bussmann: JJS-110 110A, 600V","Bussmann: JJS-150 150A, 600V","Bussmann: JJS-200 200A, 600V","Bussmann: JJS-225 225A, 600V","Bussmann: JJS-300 300A, 600V","Bussmann: 170M5408 400A, 690V","Bussmann: 170M5410 500A, 690V","Bussmann: 170M6410 630A, 690V","Bussmann: 170M6411 700A, 690V","Bussmann: 170M6412 800A, 690V","Bussmann: 170M6414 1000A, 690V","ABB: S 203P-Z 10 (prospective SC current 25kA)","ABB: S 203P-B/C/Z 10 (prospective SC current 25kA)","ABB: S 203P-Z 16 (prospective SC current 25kA)","ABB: S 203P-B/C/Z 16 (prospective SC current 25kA)","ABB: S 203P-Z 20 (prospective SC current 25kA)","ABB: S 203P-B/C/Z 20 (prospective SC current 25kA)","ABB: S 203P-Z 25 (prospective SC current 25kA)","ABB: S 203P-B/C/Z 25 (prospective SC current 25kA)","ABB: S 203P-Z 32 (prospective SC current 15kA)","ABB: S 203P-B/C/Z 32 (prospective SC current 15kA)","ABB: S 203P-Z 40 (prospective SC current 15kA)","ABB: S 203P-B/C/Z 40 (prospective SC current 15kA)","ABB: S 203P-Z 50 (prospective SC current 15kA)","ABB: S 203P-B/C/Z 50 (prospective SC current 15kA)","ABB: S 203 M/P-B/C 50 (prospective SC current 5kA)","ABB: S 203 M/P-B/C 63 (prospective SC current 5kA)","ABB: S 803 S-B/C 6 (prospective SC current 10kA)","ABB: S 803 S-B/C 10 (prospective SC current 10kA)","ABB: S 803 S-B/C 13 (prospective SC current 10kA)","ABB: S 803 S-B/C 20 (prospective SC current 10kA, >500V 4kA)","ABB: S 803 S-B/C 25 (prospective SC current 10kA, >500V 4kA)","ABB: S 803 S-B/C 32 (prospective SC current 10kA, >500V 4kA)","ABB: S 803 S-B/C 50 (prospective SC current 10kA, >500V 4kA)","ABB: S 803 S-B/C 63 (prospective SC current 10kA, >500V 4kA)","ABB: S 803 S-B/C 75 (prospective SC current 10kA)","ABB: S 803 S-B/C 80 (prospective SC current 16kA )","ABB: S 803 S-B/C 100 (prospective SC current 25kA )","ABB: S 803 S-B/C 125 (prospective SC current 50kA, >500V 3kA)","No miniature breaker for this drive. Select molded case breaker.","Not available yet","No Moulded case circuit breaker for this drive. Select miniature circuit breaker.","ABB: OS32GD_ (1000V,32A,DIN 000)","ABB: OS63GD_ (1000V,63A,DIN 000)","ABB: OS125GD_ (1000V, 125A, DIN 000,00)","ABB: OS160GD_ (1000V, 160A, DIN 000,00)","ABB: OS250D12_ (1000V, 250A, DIN 0-1)","ABB: OT16F3_ (750V,16A)","ABB: OT25F3_ (750V,25A)","ABB: OT63F3_ (750V, 63A)","ABB: OT100F_ (750V, 100A)","ABB: OT160EV_ (1000V, 160A)","ABB: OT250E_ (1000V, 250A)","ABB: OT400E_ (1000V, 400A)","ABB: OT630E_ (1000V, 630A)","ABB: OT800E_ (1000V, 800A)","ABB: OT16F3_ (750V,16A)","ABB: OT25F3_ (750V,25A)","ABB: OT63F3_ (750V, 63A)","ABB: OT100F_ (750V, 100A)","ABB: OT200U_ (1000V, 200A)","ABB: OT250E_ (1000V, 250A)","ABB: OT400U_ (1000V, 400A)","ABB: OT600U_ (1000V, 600A)","ABB: OT800U_ (1000V, 800A)","ABB: AF09-30-22-13 (25A,1000V 100-250V/50-60Hz)","ABB: AF12-30-22-13 (28A,1000V 100-250V/50-60Hz)","ABB: AF16-30-22-13 (30A,1000V 100-250V/50-60Hz)","ABB: AF26-30-22-13 (45A,1000V 100-250V/50-60Hz)","ABB: AF30-30-22-13 (50A,1000V 100-250V/50-60Hz)","ABB: AF50-30-22-70 (100A,1000V 100-250V/50-60Hz)","ABB: AF63-30-22-70 (115A,1000V 100-250V/50-60Hz)","ABB: AF75-30-22-70 (125A,1000V 100-250V/50-60Hz)","ABB: AF95-30-22-70 (145A,1000V 100-250V/50-60Hz)","ABB: AF110-30-22-70 (160A,1000V 100-250V/50-60Hz)","ABB: AF146-30-22-13 (250A,1000V 100-250V/50-60Hz)","ABB: AF185-30-22-70 (275A,1000V 100-250V/50-60Hz)","ABB: AF210-30-22-70 (350A,1000V 100-250V/50-60Hz)","ABB: AF265-30-22-13 (400A,1000V 100-250V/50-60Hz)","ABB: AF300-30-22-70 (500A,1000V 100-250V/50-60Hz)","ABB: AF400-30-22-70 (600A,1000V 100-250V/50-60Hz)","ABB: AF460-30-22-70 (700A,1000V 100-250V/50-60Hz)","ABB: AF580-30-22-70 (800A,1000V 100-250V/50-60Hz)","ABB: AF750-30-22-70 (1050A,1000V 100-250V/50-60Hz)","ABB: NOCH0016-6X","ABB: NOCH0030-6X","ABB: NOCH0070-6X","ABB: NOCH0120-6X","ABB: FOCH0260-70","ABB: FOCH0260-7X","ABB: FOCH0320-5x","ABB: FOCH-0610-70",null,null,"TDK: B84143V0012R231","TDK: B84143V0016R229","TDK: B84143V0038R231","TDK: B84143V0043R231","TDK: B84143V0064R231","TDK: B84143V0077R231","TDK: B84143V0091R231","TDK: B84143V0145R231","TDK: B84143V0209R231","TDK: B84143V0011R229 +B84143Q0004R229","TDK: B84143V0006R229 +B84143Q0002R229","TDK: B84143V0011R229 +B84143Q0004R229","TDK: B84143V0016R229 +B84143Q0006R229","TDK: B84143V0025R229 +B84143Q0008R229","TDK: B84143V0033R229 +B84143Q0008R229","TDK: B84143V0050R229 +B84143Q0010R229","TDK: B84143V0066R229 +B84143Q0010R229","TDK: B84143V0095R229 +B84143Q0012R229","TDK: B84143V0162S229 +B84143Q0014R229","TDK: B84143V0230S229 +B84143Q0016R229","TDK: B84143V0390S229 +B84143Q0018R229"]
[null,"Frame",null,null,null,null,"230/115","230/115","230/115","230/115","230/115","230/115","230/115","230/115","230/115","230/115","230/115","230/115","230/115","230/115","230/115","230/115","230/115","230/115","230/115","230/115","230/115","230/115","230/115","230/115","230/115","230/115","230/115","230/115","230/115","230/115","230/115","230/115","230/115","230/115","230/115","230/115","230/115","230/115","230/115","230/115","230/115","230/115","230/115","230/115","230/115","230/115","230/115","230/115","230/115","230/115","230/115","230/115","230/115","230/115","230/115","230/115","230/115","230/115","230/115","230/115","230/115","230/115","230/115","230/115","230/115","230/115","230/115","230/115","230/115","230/115","230/115","230/115","230/115","230/115","230/115","230/115","230/115","230/115","230/115","230/115","230/115","230/115","230/115","230/115","230/115","230/115","230/115","230/115","230/115","230/115","230/115","230/115","230/115","230/115","230/115","230/115","230/115","230/115","230/115","230/115","230/115","230/115","230/115","230/115","230/115","230/115","230/115","230/115","230/115","230/115","230/115","230/115","230/115","230/115","230/115","230/115","230/115","230/115","230/115","230/115","230/115","230/115","230/115","230/115","230/115","230/115","230/115","230/115","230/115","230/115","230/115","230/115","230/115","230/115","230/115","230/115","230/115","230/115","230/115","230/115","230/115","230/115","230/115","230/115","230/115","230/115","230/115","230/115","230/115",null,null,"230/115","230/115","230/115","230/115","230/115","230/115","230/115","230/115","230/115","230/115","230/115","230/115","230/115","230/115","230/115","230/115","230/115","230/115","230/115","230/115","230/115"]
[null,null,null,null,null,"Part number ->",null,null,null,null,null,null,null,null,"Select aR Fuses",null,null,null,null,null,null,null,null,null,null,null,null,null,null,null,null,null,null,null,null,null,null,null,null,null,null,null,null,null,null,null,null,null,null,null,null,null,null,null,"UN = 440....480 V","UN = 440....480 V","UN = 440....480 V","UN = 440....480 V","UN = 440....480 V","UN = 440....480 V","UN = 440....480 V","UN = 440....480 V","UN = 440....480 V","UN = 440....480 V","UN = 440....480 V","UN = 440....480 V","UN = 440....480 V","UN = 440....480 V",null,null,null,null,null,null,null,null,null,null,null,null,null,null,null,null,null,null,null,null,null,null,null,null,null,null,null,null,null,null,null,null,null,null,null,null,null,null,null,null,null,null,"Fuses are not included.","Fuses are not included.","Fuses are not included.","Fuses are not included.","Fuses are not included.","Fuses are not included.","Fuses are not included.","Fuses are not included.","Fuses are not included.","Fuses are not included.","Fuses are not included.","Fuses are not included.","Fuses are not included.","Fuses are not included.","Fuses are not included.","Fuses are not included.","Fuses are not included.","Fuses are not included.","≤40 °C","≤40 °C","≤40 °C","≤40 °C","≤40 °C","≤40 °C","≤40 °C","≤40 °C","≤40 °C","≤40 °C","≤40 °C","≤40 °C","≤40 °C","≤40 °C","≤40 °C","≤40 °C","≤40 °C","≤40 °C","≤40 °C"]
[]
["UN = 400 V (380, 400, 415 V) "]
["ACQ580-31-09A5-4","R3",8,null,null,null,3,null,null,null,null,null,null,null,null,null,null,3,null,null,null,null,null,null,null,null,null,null,null,null,null,null,3,null,null,null,null,null,null,null,null,null,null,null,null,null,null,null,null,null,null,null,null,null,null,3,null,null,null,null,null,null,null,null,null,null,null,null,null,null,null,null,null,null,null,3,null,null,null,null,null,null,null,null,null,null,null,null,null,null,null,null,null,null,null,null,null,null,null,null,null,null,null,"x",null,1,null,null,null,null,1,null,null,null,null,null,null,null,null,1,null,null,null,null,null,null,null,null,1,null,null,null,null,null,null,null,null,null,null,null,null,null,null,null,null,null,null,1,null,null,null,null,null,null,null,null,null,1,null,null,null,null,null,null,null,null,null,null,1]
["ACQ580-31-12A7-4","R3",10,null,null,null,3,null,null,null,null,null,null,null,null,null,null,3,null,null,null,null,null,null,null,null,null,null,null,null,null,null,3,null,null,null,null,null,null,null,null,null,null,null,null,null,null,null,null,null,null,null,null,null,null,3,null,null,null,null,null,null,null,null,null,null,null,null,null,null,null,null,null,null,null,null,null,3,null,null,null,null,null,null,null,null,null,null,null,null,null,null,null,null,null,null,null,null,null,null,null,null,null,"x",null,1,null,null,null,null,1,null,null,null,null,null,null,null,null,1,null,null,null,null,null,null,null,null,1,null,null,null,null,null,null,null,null,null,null,null,null,null,null,null,null,null,null,1,null,null,null,null,null,null,null,null,null,1,null,null,null,null,null,null,null,null,null,null,null,1]
["ACQ580-31-018A-4","R3",14,null,null,null,null,3,null,null,null,null,null,null,null,null,null,null,3,null,null,null,null,null,null,null,null,null,null,null,null,null,3,null,null,null,null,null,null,null,null,null,null,null,null,null,null,null,null,null,null,null,null,null,null,null,null,3,null,null,null,null,null,null,null,null,null,null,null,null,null,null,null,null,null,null,null,null,null,3,null,null,null,null,null,null,null,null,null,null,null,null,null,null,null,null,null,null,null,null,null,null,null,"x",null,1,null,null,null,null,null,1,null,null,null,null,null,null,null,null,1,null,null,null,null,null,null,null,1,null,null,null,null,null,null,null,null,null,null,null,null,null,null,null,null,null,null,null,1,null,null,null,null,null,null,null,null,null,1,null,null,null,null,null,null,null,null,null,null,1]
["ACQ580-31-026A-4","R3",20,null,null,null,null,null,3,null,null,null,null,null,null,null,null,null,3,null,null,null,null,null,null,null,null,null,null,null,null,null,null,3,null,null,null,null,null,null,null,null,null,null,null,null,null,null,null,null,null,null,null,null,null,null,null,3,null,null,null,null,null,null,null,null,null,null,null,null,null,null,null,null,null,null,null,null,null,null,null,3,null,null,null,null,null,null,null,null,null,null,null,null,null,null,null,null,null,null,null,null,null,"x",null,null,1,null,null,null,null,1,null,null,null,null,null,null,null,null,1,null,null,null,null,null,null,null,null,1,null,null,null,null,null,null,null,null,null,null,null,null,null,null,null,null,null,null,1,null,null,null,null,null,null,null,null,null,null,1,null,null,null,null,null,null,null,null,null,null,1]
["ACQ580-31-033A-4","R6",27,null,null,null,null,null,null,3,null,null,null,null,null,null,null,null,null,3,null,null,null,null,null,null,null,null,null,null,null,null,null,null,3,null,null,null,null,null,null,null,null,null,null,null,null,null,null,null,null,null,null,null,null,null,null,null,null,null,3,null,null,null,null,null,null,null,null,null,null,null,null,null,null,null,null,null,null,null,null,null,null,3,null,null,null,null,null,null,null,null,null,null,null,null,null,null,null,null,null,null,null,"x",null,null,1,null,null,null,null,null,1,null,null,null,null,null,null,null,null,1,null,null,null,null,null,null,null,null,null,1,null,null,null,null,null,null,null,null,null,null,null,null,null,null,null,null,null,1,null,null,null,null,null,null,null,null,null,1,null,null,null,null,null,null,null,null,null,null,null,1]
["ACQ580-31-039A-4","R6",33,null,null,null,null,null,null,null,3,null,null,null,null,null,null,null,null,3,null,null,null,null,null,null,null,null,null,null,null,null,null,null,null,null,3,null,null,null,null,null,null,null,null,null,null,null,null,null,null,null,null,null,null,null,null,null,null,null,3,null,null,null,null,null,null,null,null,null,null,null,null,null,null,null,null,null,null,null,null,null,null,null,null,3,null,null,null,null,null,null,null,null,null,null,null,null,null,null,null,null,null,"x",null,null,1,null,null,null,null,null,1,null,null,null,null,null,null,null,null,1,null,null,null,null,null,null,null,null,null,null,null,1,null,null,null,null,null,null,null,null,null,null,null,null,null,null,null,1,null,null,null,null,null,null,null,null,null,1,null,null,null,null,null,null,null,null,null,null,null,null,1]
["ACQ580-31-046A-4","R6",40,null,null,null,null,null,null,null,null,3,null,null,null,null,null,null,null,null,3,null,null,null,null,null,null,null,null,null,null,null,null,null,null,null,null,3,null,null,null,null,null,null,null,null,null,null,null,null,null,null,null,null,null,null,null,null,null,null,3,null,null,null,null,null,null,null,null,null,null,null,null,null,null,null,null,null,null,null,null,null,null,null,null,null,null,3,null,null,null,null,null,null,null,null,null,null,null,null,null,null,null,"x",null,null,1,null,null,null,null,null,1,null,null,null,null,null,null,null,null,1,null,null,null,null,null,null,null,null,null,null,null,1,null,null,null,null,null,null,null,null,null,null,null,null,null,null,null,1,null,null,null,null,null,null,null,null,null,null,1,null,null,null,null,null,null,null,null,null,null,null,1]
["ACQ580-31-062A-4","R6",51,null,null,null,null,null,null,null,null,null,3,null,null,null,null,null,null,null,null,3,null,null,null,null,null,null,null,null,null,null,null,null,null,null,null,3,null,null,null,null,null,null,null,null,null,null,null,null,null,null,null,null,null,null,null,null,null,null,null,null,null,3,null,null,null,null,null,null,null,null,null,null,null,null,null,null,null,null,null,null,null,null,null,null,null,null,null,null,null,null,null,null,null,null,null,null,null,3,null,null,null,"x",null,null,null,1,null,null,null,null,null,1,null,null,null,null,null,null,null,null,1,null,null,null,null,null,null,null,null,null,null,1,null,null,null,null,null,null,null,null,null,null,null,null,null,null,null,1,null,null,null,null,null,null,null,null,null,null,null,1,null,null,null,null,null,null,null,null,null,null,null,1]
["ACQ580-31-073A-4","R6",63,null,null,null,null,null,null,null,null,null,null,3,null,null,null,null,null,null,null,null,3,null,null,null,null,null,null,null,null,null,null,null,null,null,null,null,3,null,null,null,null,null,null,null,null,null,null,null,null,null,null,null,null,null,null,null,null,null,null,null,null,3,null,null,null,null,null,null,null,null,null,null,null,null,null,null,null,null,null,null,null,null,null,null,null,null,null,null,null,null,null,null,null,null,null,null,null,3,null,null,null,"x",null,null,null,1,null,null,null,null,null,1,null,null,null,null,null,null,null,null,1,null,null,null,null,null,null,null,null,null,null,1,null,null,null,null,null,null,null,null,null,null,null,null,null,null,null,null,1,null,null,null,null,null,null,null,null,null,null,1,null,null,null,null,null,null,null,null,null,null,null,1]
["ACQ580-31-088A-4","R6",76,null,null,null,null,null,null,null,null,null,null,3,null,null,null,null,null,null,null,null,3,null,null,null,null,null,null,null,null,null,null,null,null,null,null,null,null,3,null,null,null,null,null,null,null,null,null,null,null,null,null,null,null,null,null,null,null,null,null,null,null,3,null,null,null,null,null,null,null,null,null,null,null,null,null,null,null,null,null,null,null,null,null,null,null,null,null,null,null,null,null,null,null,null,null,null,null,null,3,null,null,"x",null,null,null,1,null,null,null,null,null,null,1,null,null,null,null,null,null,null,null,1,null,null,null,null,null,null,null,null,null,null,1,null,null,null,null,null,null,null,null,null,null,null,null,null,null,null,1,null,null,null,null,null,null,null,null,null,null,null,1,null,null,null,null,null,null,null,null,null,null,null,1]
["ACQ580-31-106A-4","R8",94,null,null,null,null,null,null,null,null,null,null,null,"x",null,null,null,null,null,null,null,null,3,null,null,null,null,null,null,null,null,null,null,null,null,null,null,null,null,3,null,null,null,null,null,null,null,null,null,null,null,null,null,null,null,null,null,null,null,null,null,null,null,3,null,null,null,null,null,null,null,null,null,null,null,null,null,null,null,null,null,null,null,null,null,null,null,null,null,null,null,null,null,null,null,null,null,null,null,null,null,null,"x",null,null,null,null,null,null,null,null,null,null,1,null,null,null,null,null,null,null,null,1,null,null,null,null,null,null,null,null,null,null,null,null,null,null,null,null,null,null,null,null,null,null,null,null,null,null,null,null,null,null,null,null,null,null,null,null,null,null,null,1,null,null,null,null,null,null,null,null,null,null,1]
["ACQ580-31-145A-4","R8",128,null,null,null,null,null,null,null,null,null,null,null,"x",null,null,null,null,null,null,null,null,null,3,null,null,null,null,null,null,null,null,null,null,null,null,null,null,null,null,3,null,null,null,null,null,null,null,null,null,null,null,null,null,null,null,null,null,null,null,null,null,null,null,3,null,null,null,null,null,null,null,null,null,null,null,null,null,null,null,null,null,null,null,null,null,null,null,null,null,null,null,null,null,null,null,null,null,null,null,null,null,"x",null,null,null,null,null,null,null,null,null,null,1,null,null,null,null,null,null,null,null,1,null,null,null,null,null,null,null,null,null,null,null,null,null,null,null,null,null,null,null,null,null,null,null,null,null,null,null,null,null,null,null,null,null,null,null,null,null,null,null,null,1,null,null,null,null,null,null,null,null,null,null,1]
["ACQ580-31-169A-4","R8",154,null,null,null,null,null,null,null,null,null,null,null,"x",null,null,null,null,null,null,null,null,null,null,null,3,null,null,null,null,null,null,null,null,null,null,null,null,null,null,null,3,null,null,null,null,null,null,null,null,null,null,null,null,null,null,null,null,null,null,null,null,null,null,null,3,null,null,null,null,null,null,null,null,null,null,null,null,null,null,null,null,null,null,null,null,null,null,null,null,null,null,null,null,null,null,null,null,null,null,null,null,"x",null,null,null,null,null,null,null,null,null,null,null,1,null,null,null,null,null,null,null,null,null,1,null,null,null,null,null,null,null,null,null,null,null,null,null,null,null,null,null,null,null,null,null,null,null,null,null,null,null,null,null,null,null,null,null,null,null,null,null,null,null,1,null,null,null,null,null,null,null,null,null,1]
["ACQ580-31-206A-4","R8",188,null,null,null,null,null,null,null,null,null,null,null,"x",null,null,null,null,null,null,null,null,null,null,null,null,3,null,null,null,null,null,null,null,null,null,null,null,null,null,null,null,3,null,null,null,null,null,null,null,null,null,null,null,null,null,null,null,null,null,null,null,null,null,null,null,3,null,null,null,null,null,null,null,null,null,null,null,null,null,null,null,null,null,null,null,null,null,null,null,null,null,null,null,null,null,null,null,null,null,null,null,"x",null,null,null,null,null,null,null,null,null,null,null,1,null,null,null,null,null,null,null,null,null,1,null,null,null,null,null,null,null,null,null,null,null,null,null,null,null,null,null,null,null,null,null,null,null,null,null,null,null,null,null,null,null,null,null,null,null,null,null,null,null,1,null,null,null,null,null,null,null,null,null,null,1]
["ACQ580-34-246A-4","R11",212,null,null,null,null,null,null,null,null,null,null,null,"x",null,null,null,null,null,null,null,null,null,null,null,null,null,null,null,null,null,null,null,null,null,null,null,null,null,null,null,null,null,null,null,null,null,3,null,null,null,null,null,null,null,null,null,null,null,null,null,null,null,null,null,null,null,3,null,null,null,null,null,null,null,null,null,null,null,null,null,null,null,null,null,null,null,null,null,null,null,null,null,null,null,null,null,null,null,null,null,null,"x",null,null,null,null,null,null,null,null,null,null,null,1,null,null,null,null,null,null,null,null,null,1]
["ACQ580-34-293A-4","R11",257,null,null,null,null,null,null,null,null,null,null,null,"x",null,null,null,null,null,null,null,null,null,null,null,null,null,null,null,null,null,null,null,null,null,null,null,null,null,null,null,null,null,null,null,null,null,null,3,null,null,null,null,null,null,null,null,null,null,null,null,null,null,null,null,null,null,null,3,null,null,null,null,null,null,null,null,null,null,null,null,null,null,null,null,null,null,null,null,null,null,null,null,null,null,null,null,null,null,null,null,null,"x",null,null,null,null,null,null,null,null,null,null,null,null,1,null,null,null,null,null,null,null,null,1]
["ACQ580-34-365A-4","R11",321,null,null,null,null,null,null,null,null,null,null,null,"x",null,null,null,null,null,null,null,null,null,null,null,null,null,null,null,null,null,null,null,null,null,null,null,null,null,null,null,null,null,null,null,null,null,null,null,3,null,null,null,null,null,null,null,null,null,null,null,null,null,null,null,null,null,null,null,3,null,null,null,null,null,null,null,null,null,null,null,null,null,null,null,null,null,null,null,null,null,null,null,null,null,null,null,null,null,null,null,null,"x",null,null,null,null,null,null,null,null,null,null,null,null,1,null,null,null,null,null,null,null,null,null,1]
["ACQ580-34-442A-4","R11",401,null,null,null,null,null,null,null,null,null,null,null,"x",null,null,null,null,null,null,null,null,null,null,null,null,null,null,null,null,null,null,null,null,null,null,null,null,null,null,null,null,null,null,null,null,null,null,null,null,3,null,null,null,null,null,null,null,null,null,null,null,null,null,null,null,null,null,null,null,3,null,null,null,null,null,null,null,null,null,null,null,null,null,null,null,null,null,null,null,null,null,null,null,null,null,null,null,null,null,null,null,"x",null,null,null,null,null,null,null,null,null,null,null,null,null,1,null,null,null,null,null,null,null,null,1]
["ACQ580-34-505A-4","R11",401,null,null,null,null,null,null,null,null,null,null,null,"x",null,null,null,null,null,null,null,null,null,null,null,null,null,null,null,null,null,null,null,null,null,null,null,null,null,null,null,null,null,null,null,null,null,null,null,null,null,3,null,null,null,null,null,null,null,null,null,null,null,null,null,null,null,null,null,null,null,3,null,null,null,null,null,null,null,null,null,null,null,null,null,null,null,null,null,null,null,null,null,null,null,null,null,null,null,null,null,null,"x",null,null,null,null,null,null,null,null,null,null,null,null,null,1,null,null,null,null,null,null,null,null,1]
["ACQ580-34-585A-4","R11",505,null,null,null,null,null,null,null,null,null,null,null,"x",null,null,null,null,null,null,null,null,null,null,null,null,null,null,null,null,null,null,null,null,null,null,null,null,null,null,null,null,null,null,null,null,null,null,null,null,null,null,3,null,null,null,null,null,null,null,null,null,null,null,null,null,null,null,null,null,null,null,3,null,null,null,null,null,null,null,null,null,null,null,null,null,null,null,null,null,null,null,null,null,null,null,null,null,null,null,null,null,"x",null,null,null,null,null,null,null,null,null,null,null,null,null,1,null,null,null,null,null,null,null,null,1]
["ACQ580-34-650A-4","R11",569,null,null,null,null,null,null,null,null,null,null,null,"x",null,null,null,null,null,null,null,null,null,null,null,null,null,null,null,null,null,null,null,null,null,null,null,null,null,null,null,null,null,null,null,null,null,null,null,null,null,null,3,null,null,null,null,null,null,null,null,null,null,null,null,null,null,null,null,null,null,null,3,null,null,null,null,null,null,null,null,null,null,null,null,null,null,null,null,null,null,null,null,null,null,null,null,null,null,null,null,null,"x",null,null,null,null,null,null,null,null,null,null,null,null,null,null,1,null,null,null,null,null,null,null,null,1]
["UN = 480 V (440, 460, 480 V) -NEC Ratings-"]
["ACQ580-31-07A6-4","R3",7,null,null,null,null,null,null,null,null,null,null,null,null,3,null,null,null,null,null,null,null,null,null,null,null,null,null,null,3,null,null,null,null,null,null,null,null,null,null,null,null,null,null,null,null,null,null,null,null,null,null,null,null,3,null,null,null,null,null,null,null,null,null,null,null,null,null,null,null,null,null,null,null,3,null,null,null,null,null,null,null,null,null,null,null,null,null,null,null,null,null,null,null,null,null,null,null,null,null,null,null,null,null,null,null,null,null,null,1,null,null,null,null,null,null,null,null,1,null,null,null,null,null,null,null,null,1,null,null,null,null,null,null,null,null,null,null,null,null,null,null,null,null,null,null,1]
["ACQ580-31-012A-4","R3",9,null,null,null,null,null,null,null,null,null,null,null,null,null,3,null,null,null,null,null,null,null,null,null,null,null,null,null,null,3,null,null,null,null,null,null,null,null,null,null,null,null,null,null,null,null,null,null,null,null,null,null,null,3,null,null,null,null,null,null,null,null,null,null,null,null,null,null,null,null,null,null,null,null,null,3,null,null,null,null,null,null,null,null,null,null,null,null,null,null,null,null,null,null,null,null,null,null,null,null,null,null,null,null,null,null,null,null,1,null,null,null,null,null,null,null,null,1,null,null,null,null,null,null,null,null,1,null,null,null,null,null,null,null,null,null,null,null,null,null,null,null,null,null,null,1]
["ACQ580-31-014A-4","R3",12,null,null,null,null,null,null,null,null,null,null,null,null,null,null,3,null,null,null,null,null,null,null,null,null,null,null,null,null,null,3,null,null,null,null,null,null,null,null,null,null,null,null,null,null,null,null,null,null,null,null,null,null,null,null,3,null,null,null,null,null,null,null,null,null,null,null,null,null,null,null,null,null,null,null,null,null,3,null,null,null,null,null,null,null,null,null,null,null,null,null,null,null,null,null,null,null,null,null,null,null,null,null,null,null,null,null,null,null,1,null,null,null,null,null,null,null,null,1,null,null,null,null,null,null,null,1,null,null,null,null,null,null,null,null,null,null,null,null,null,null,null,null,null,null,null,1]
["ACQ580-31-023A-4","R3",17,null,null,null,null,null,null,null,null,null,null,null,null,null,null,3,null,null,null,null,null,null,null,null,null,null,null,null,null,null,3,null,null,null,null,null,null,null,null,null,null,null,null,null,null,null,null,null,null,null,null,null,null,null,null,3,null,null,null,null,null,null,null,null,null,null,null,null,null,null,null,null,null,null,null,null,null,null,null,3,null,null,null,null,null,null,null,null,null,null,null,null,null,null,null,null,null,null,null,null,null,null,null,null,null,null,null,null,null,1,null,null,null,null,null,null,null,null,1,null,null,null,null,null,null,null,null,1,null,null,null,null,null,null,null,null,null,null,null,null,null,null,null,null,null,null,1]
["ACQ580-31-027A-4","R6",24,null,null,null,null,null,null,null,null,null,null,null,null,null,null,null,null,3,null,null,null,null,null,null,null,null,null,null,null,null,null,null,null,3,null,null,null,null,null,null,null,null,null,null,null,null,null,null,null,null,null,null,null,null,null,null,null,null,3,null,null,null,null,null,null,null,null,null,null,null,null,null,null,null,null,null,null,null,null,null,null,3,null,null,null,null,null,null,null,null,null,null,null,null,null,null,null,null,null,null,null,null,null,null,null,null,null,null,null,null,1,null,null,null,null,null,null,null,null,1,null,null,null,null,null,null,null,null,null,1,null,null,null,null,null,null,null,null,null,null,null,null,null,null,null,null,null,1]
["ACQ580-31-034A-4","R6",29,null,null,null,null,null,null,null,null,null,null,null,null,null,null,null,null,3,null,null,null,null,null,null,null,null,null,null,null,null,null,null,null,3,null,null,null,null,null,null,null,null,null,null,null,null,null,null,null,null,null,null,null,null,null,null,null,null,3,null,null,null,null,null,null,null,null,null,null,null,null,null,null,null,null,null,null,null,null,null,null,null,null,3,null,null,null,null,null,null,null,null,null,null,null,null,null,null,null,null,null,null,null,null,null,null,null,null,null,null,1,null,null,null,null,null,null,null,null,1,null,null,null,null,null,null,null,null,null,null,null,1,null,null,null,null,null,null,null,null,null,null,null,null,null,null,null,1]
["ACQ580-31-044A-4","R6",34,null,null,null,null,null,null,null,null,null,null,null,null,null,null,null,null,3,null,null,null,null,null,null,null,null,null,null,null,null,null,null,null,null,3,null,null,null,null,null,null,null,null,null,null,null,null,null,null,null,null,null,null,null,null,null,null,null,3,null,null,null,null,null,null,null,null,null,null,null,null,null,null,null,null,null,null,null,null,null,null,null,null,null,null,3,null,null,null,null,null,null,null,null,null,null,null,null,null,null,null,null,null,null,null,null,null,null,null,null,1,null,null,null,null,null,null,null,null,1,null,null,null,null,null,null,null,null,null,null,null,1,null,null,null,null,null,null,null,null,null,null,null,null,null,null,null,1]
["ACQ580-31-052A-4","R6",44,null,null,null,null,null,null,null,null,null,null,null,null,null,null,null,null,null,3,null,null,null,null,null,null,null,null,null,null,null,null,null,null,null,null,3,null,null,null,null,null,null,null,null,null,null,null,null,null,null,null,null,null,null,null,null,null,null,null,null,null,3,null,null,null,null,null,null,null,null,null,null,null,null,null,null,null,null,null,null,null,null,null,null,null,null,null,null,null,null,null,null,null,null,null,null,null,3,null,null,null,null,null,null,null,null,null,null,null,null,null,1,null,null,null,null,null,null,null,1,null,null,null,null,null,null,null,null,null,null,null,1,null,null,null,null,null,null,null,null,null,null,null,null,null,null,null,1]
["ACQ580-31-065A-4","R6",54,null,null,null,null,null,null,null,null,null,null,null,null,null,null,null,null,null,null,3,null,null,null,null,null,null,null,null,null,null,null,null,null,null,null,null,null,3,null,null,null,null,null,null,null,null,null,null,null,null,null,null,null,null,null,null,null,null,null,null,null,3,null,null,null,null,null,null,null,null,null,null,null,null,null,null,null,null,null,null,null,null,null,null,null,null,null,null,null,null,null,null,null,null,null,null,null,3,null,null,null,null,null,null,null,null,null,null,null,null,null,1,null,null,null,null,null,null,null,null,1,null,null,null,null,null,null,null,null,null,null,1,null,null,null,null,null,null,null,null,null,null,null,null,null,null,null,null,1]
["ACQ580-31-077A-4","R6",66,null,null,null,null,null,null,null,null,null,null,null,null,null,null,null,null,null,null,null,3,null,null,null,null,null,null,null,null,null,null,null,null,null,null,null,null,3,null,null,null,null,null,null,null,null,null,null,null,null,null,null,null,null,null,null,null,null,null,null,null,3,null,null,null,null,null,null,null,null,null,null,null,null,null,null,null,null,null,null,null,null,null,null,null,null,null,null,null,null,null,null,null,null,null,null,null,null,3,null,null,null,null,null,null,null,null,null,null,null,null,null,1,null,null,null,null,null,null,null,1,null,null,null,null,null,null,null,null,null,null,null,1,null,null,null,null,null,null,null,null,null,null,null,null,null,null,null,1]
["ACQ580-31-096A-4","R8",82,null,null,null,null,null,null,null,null,null,null,null,null,null,null,null,null,null,null,null,null,3,null,null,null,null,null,null,null,null,null,null,null,null,null,null,null,null,3,null,null,null,null,null,null,null,null,null,null,null,null,null,null,null,null,null,null,null,null,null,null,null,3,null,null,null,null,null,null,null,null,null,null,null,null,null,null,null,null,null,null,null,null,null,null,null,null,null,null,null,null,null,null,null,null,null,null,null,null,null,null,null,null,null,null,null,null,null,null,null,null,1,1,null,null,null,null,null,null,null,null,1,null,null,null,null,null,null,null,null,null,null,null,null,null,null,null,null,null,null,null,null,null,null,null,null,null,null,null,null,null,null,null,null,null,null,null,null,null,null,null,1,null,null,null,null,null,null,null,null,null,null,1]
["ACQ580-31-124A-4","R8",111,null,null,null,null,null,null,null,null,null,null,null,null,null,null,null,null,null,null,null,null,null,null,3,null,null,null,null,null,null,null,null,null,null,null,null,null,null,null,null,null,null,3,null,null,null,null,null,null,null,null,null,null,null,null,null,null,null,null,null,null,null,null,3,null,null,null,null,null,null,null,null,null,null,null,null,null,null,null,null,null,null,null,null,null,null,null,null,null,null,null,null,null,null,null,null,null,null,null,null,null,null,null,null,null,null,null,null,null,null,null,null,1,null,null,null,null,null,null,null,null,1,null,null,null,null,null,null,null,null,null,null,null,null,null,null,null,null,null,null,null,null,null,null,null,null,null,null,null,null,null,null,null,null,null,null,null,null,null,null,null,null,1,null,null,null,null,null,null,null,null,null,null,1]
["ACQ580-31-156A-4","R8",134,null,null,null,null,null,null,null,null,null,null,null,null,null,null,null,null,null,null,null,null,null,null,null,null,null,3,null,null,null,null,null,null,null,null,null,null,null,null,null,null,null,null,3,null,null,null,null,null,null,null,null,null,null,null,null,null,null,null,null,null,null,null,null,3,null,null,null,null,null,null,null,null,null,null,null,null,null,null,null,null,null,null,null,null,null,null,null,null,null,null,null,null,null,null,null,null,null,null,null,null,null,null,null,null,null,null,null,null,null,null,null,1,null,null,null,null,null,null,null,null,1,null,null,null,null,null,null,null,null,null,null,null,null,null,null,null,null,null,null,null,null,null,null,null,null,null,null,null,null,null,null,null,null,null,null,null,null,null,null,null,null,null,1,null,null,null,null,null,null,null,null,null,1]
["ACQ580-31-180A-4","R8",163,null,null,null,null,null,null,null,null,null,null,null,null,null,null,null,null,null,null,null,null,null,null,null,null,null,null,3,null,null,null,null,null,null,null,null,null,null,null,null,null,null,null,null,3,null,null,null,null,null,null,null,null,null,null,null,null,null,null,null,null,null,null,null,null,3,null,null,null,null,null,null,null,null,null,null,null,null,null,null,null,null,null,null,null,null,null,null,null,null,null,null,null,null,null,null,null,null,null,null,null,null,null,null,null,null,null,null,null,null,null,null,null,1,null,null,null,null,null,null,null,null,null,1,null,null,null,null,null,null,null,null,null,null,null,null,null,null,null,null,null,null,null,null,null,null,null,null,null,null,null,null,null,null,null,null,null,null,null,null,null,null,null,1,null,null,null,null,null,null,null,null,null,null,1]
["ACQ580-34-240A-4","R11",209,null,null,null,null,null,null,null,null,null,null,null,null,null,null,null,null,null,null,null,null,null,null,null,null,null,null,null,null,null,null,null,null,null,null,null,null,null,null,null,null,null,null,null,null,3,null,null,null,null,null,null,null,null,null,null,null,null,null,null,null,null,null,null,null,null,3,null,null,null,null,null,null,null,null,null,null,null,null,null,null,null,null,null,null,null,null,null,null,null,null,null,null,null,null,null,null,null,null,null,null,null,null,null,null,null,null,null,null,null,null,null,null,1,null,null,null,null,null,null,null,null,null,1]
["ACQ580-34-302A-4","R11",258,null,null,null,null,null,null,null,null,null,null,null,null,null,null,null,null,null,null,null,null,null,null,null,null,null,null,null,null,null,null,null,null,null,null,null,null,null,null,null,null,null,null,null,null,null,3,null,null,null,null,null,null,null,null,null,null,null,null,null,null,null,null,null,null,null,null,3,null,null,null,null,null,null,null,null,null,null,null,null,null,null,null,null,null,null,null,null,null,null,null,null,null,null,null,null,null,null,null,null,null,null,null,null,null,null,null,null,null,null,null,null,null,null,1,null,null,null,null,null,null,null,null,1]
["ACQ580-34-361A-4","R11",307,null,null,null,null,null,null,null,null,null,null,null,null,null,null,null,null,null,null,null,null,null,null,null,null,null,null,null,null,null,null,null,null,null,null,null,null,null,null,null,null,null,null,null,null,null,null,3,null,null,null,null,null,null,null,null,null,null,null,null,null,null,null,null,null,null,null,null,3,null,null,null,null,null,null,null,null,null,null,null,null,null,null,null,null,null,null,null,null,null,null,null,null,null,null,null,null,null,null,null,null,null,null,null,null,null,null,null,null,null,null,null,null,null,1,null,null,null,null,null,null,null,null,null,1]
["ACQ580-34-414A-4","R11",363,null,null,null,null,null,null,null,null,null,null,null,null,null,null,null,null,null,null,null,null,null,null,null,null,null,null,null,null,null,null,null,null,null,null,null,null,null,null,null,null,null,null,null,null,null,null,null,3,null,null,null,null,null,null,null,null,null,null,null,null,null,null,null,null,null,null,null,null,3,null,null,null,null,null,null,null,null,null,null,null,null,null,null,null,null,null,null,null,null,null,null,null,null,null,null,null,null,null,null,null,null,null,null,null,null,null,null,null,null,null,null,null,null,null,1,null,null,null,null,null,null,null,null,1]
["ACQ580-34-477A-4","R11",418,null,null,null,null,null,null,null,null,null,null,null,null,null,null,null,null,null,null,null,null,null,null,null,null,null,null,null,null,null,null,null,null,null,null,null,null,null,null,null,null,null,null,null,null,null,null,null,null,3,null,null,null,null,null,null,null,null,null,null,null,null,null,null,null,null,null,null,null,null,3,null,null,null,null,null,null,null,null,null,null,null,null,null,null,null,null,null,null,null,null,null,null,null,null,null,null,null,null,null,null,null,null,null,null,null,null,null,null,null,null,null,null,null,null,1,null,null,null,null,null,null,null,null,1]