## Cross Reference
ELIS Order Code | ELIS Catalog Number | ELIS Product Line | SAP Material Description | ABB Product ID (global code) | ABB Extented product Type | Comments:
(or Legacy Code) | (or Legacy Catalog Number or Local Code) | (or Legacy Product line) | (or Legacy Product line Description) | OR Local code / Catalog number (when no ABB Product ID)
100200 | CL00D301TWK | CL Series | SERIES CL-CONTACTOR | 1SBL137001R1301 | AF09-30-01-13 | Use AF09Z-30-01-23 1SBL136001R2301 when required low inrush current
100200 | CL00D301TWK | CL Series | SERIES CL-CONTACTOR | 1SBL136001R2301 | AF09Z-30-01-23
100548 | EAT260 | CL Series | Identification Sheets of 260 labels | 1SNA235156R2700 | BA4
100549 | SPR | CL Series | Identification of contactors Labeling plate base | 1SNA235156R2700 | BA4
100595 | CL00A301R5 | CL Series | CL00A301R5 220 50/60Hz | 1SBL136060R2301 | AF09ZB-30-01RT-23
100604 | CL00AA00T7 | CL Series | CL00AA00T7 240 50/60Hz | Look comments | Look comments | 4NC contactor. Contact GPM
100605 | CL01A301R5 | CL Series | CL01A301R5 220 50/60Hz | 1SBL156060R2301 | AF12ZB-30-01RT-23
100626 | CL01AA00T3 | CL Series | CL01AA00T3 110-115 50/60Hz | Look comments | Look comments | 4NC contactor. Contact GPM
100643 | CL02AA00T3 | CL Series | CL02AA00T3 110-115 50/60Hz | Look comments | Look comments | 4NC contactor. Contact GPM
100647 | CL02AA00T4 | CL Series | CL02AA00T4 120 50/60Hz | Look comments | Look comments | 4NC contactor. Contact GPM
100659 | CL03A310R9 | CL Series | CL03A310R9 48 50/60Hz | 1SBL236060R2200 | AF26ZB-30-00RT-22
100672 | CL02A310R7 | CL Series | SERIES CL-Contactor | 1SBL176060R2310 | AF16ZB-30-10RT-23
100702 | CL04AB00M4 | CL Series | CL CONT 32A 2NO 2NC 120 50/60Hz | 1SBL297501R1300 | AF38-22-00-13
100708 | CL06A300R1 | CL Series | CL06A300R1 24 50/60Hz | Look comments | Look comments | Review Application, ring terminal AF45…AF75 range cannot be selected as no 24 V 50/60Hz coil control voltage available
100712 | CL07A300R3 | CL Series | CL07A300R3 110-115 50/60Hz | 1SBL377010R7000 | AF63-30-00RT 100...250 V AC/DC (coil 70)
100718 | CL08A300R1 | CL Series | CL08A300R1 24 50/60Hz | Look comments | Look comments | Review Application, ring terminal AF45…AF75 range cannot be selected as no 24 V 50/60Hz coil control voltage available
100728 | CL09A300R3 | CL Series | CL09A300R3 110-115 50/60Hz | 1SFL437062R7011 | AF95B-30-11RT 100...250 V AC/DC (coil 70)
100730 | CL09A300R5 | CL Series | CL09A300R5 220 50/60Hz | 1SFL437062R7011 | AF95B-30-11RT 100...250 V AC/DC (coil 70)
100732 | CL10A300R1 | CL Series | CL10A300R1 24 50/60Hz | 1SFL427062R1122 | AF116B-30-22RT-11
100737 | CL45A310M1 | CL Series | 24 50/60HZ | 1SBL297001R1100 | AF38-30-00-11 | Use AF40-30-00-11 1SBL347001R1100 for AC-3 applications above 38A
100737 | CL45A310M1 | CL Series | 24 50/60HZ | 1SBL347001R1100 | AF40-30-00-11
100738 | CL45A310M3 | CL Series | 110-115 50/60HZ | 1SBL297001R1300 | AF38-30-00-13 | Use AF40-30-00-13 1SBL347001R1300 for AC-3 applications above 38A
100738 | CL45A310M3 | CL Series | 110-115 50/60HZ | 1SBL347001R1300 | AF40-30-00-13
100885 | LG2504P1B0 | CL Series | LG2504P1B0 D.O.L.STARTER EMPTY BOX | Look comments | Look comments | Starter enclosure. Move tor DRAF
100962 | CSCN12A3021 | CL Series - CSCN | CSCN12A3021 24 50/60Hz | 1SBL181024R8110 | UA16-30-10RA 24V 50Hz / 24V 60Hz | Add 1 NO + 1 NC side mounted contact block type CAL511 code 1SBN12R111
100963 | CSCN12A3023 | CL Series - CSCN | CSCN12A3023 110-115 50/60Hz | 1SBL181024R8910 | UA16-30-10RA 110...115V 50Hz / 115...127V 60Hz | Use UA16-30-10RA 110...115V 50Hz / 115...127V 60Hz 1SBL181024R8410 for 60Hz applications. Add 1 NO + 1 NC side mounted contact block type CAL511 code 1SBN12R111
100963 | CSCN12A3023 | CL Series - CSCN | CSCN12A3023 110-115 50/60Hz | 1SBL181024R8410 | UA16-30-10RA 110...115V 50Hz / 115...127V 60Hz | Add 1 NO + 1 NC side mounted contact block type CAL511 code 1SBN12R111
100964 | CSCN12A3024 | CL Series - CSCN | CSCN12A3024 120 50/60Hz | 1SBL181024R8910 | UA16-30-10RA 110...115V 50Hz / 115...127V 60Hz | Add 1 NO + 1 NC side mounted contact block type CAL511 code 1SBN12R111
100965 | CSCN12A3027 | CL Series - CSCN | CSCN12A3027 240 50/60Hz | 1SBL181024R8810 | UA16-30-10RA 230-240V 50Hz / 240-260V 60Hz | Add 1 NO + 1 NC side mounted contact block type CAL511 code 1SBN12R111
100966 | CSCN12A3111 | CL Series - CSCN | CSCN12A3111 24 50/60Hz | 1SBL181024R8110 | UA16-30-10RA 24V 50Hz / 24V 60Hz | Add 1 NO + 1 NC side mounted contact block type CAL511 code 1SBN12R111
100967 | CSCN12A3113 | CL Series - CSCN | CSCN12A3113 110-115 50/60Hz | 1SBL181024R8910 | UA16-30-10RA 110...115V 50Hz / 115...127V 60Hz | Use UA16-30-10RA 110...115V 50Hz / 115...127V 60Hz 1SBL181024R8410 for 60Hz applications. Add 1 NO + 1 NC side mounted contact block type CAL511 code 1SBN12R111
100967 | CSCN12A3113 | CL Series - CSCN | CSCN12A3113 110-115 50/60Hz | 1SBL181024R8410 | UA16-30-10RA 110...115V 50Hz / 115...127V 60Hz | Add 1 NO + 1 NC side mounted contact block type CAL511 code 1SBN12R111
100968 | CSCN12A3114 | CL Series - CSCN | CSCN12A3114 120 50/60Hz | 1SBL181024R8910 | UA16-30-10RA 110...115V 50Hz / 115...127V 60Hz | Add 1 NO + 1 NC side mounted contact block type CAL511 code 1SBN12R111
100969 | CSCN12A3115 | CL Series - CSCN | CSCN12A3115 220 50/60Hz | 1SBL181024R8010 | UA16-30-10RA 220...230V 50Hz / 230...240V 60Hz | Add 1 NO + 1 NC side mounted contact block type CAL511 code 1SBN12R111
100970 | CSCN12A3117 | CL Series - CSCN | CSCN12A3117 240 50/60Hz | 1SBL181024R8810 | UA16-30-10RA 230-240V 50Hz / 240-260V 60Hz | Add 1 NO + 1 NC side mounted contact block type CAL511 code 1SBN12R111
100972 | CSCN12A3201 | CL Series - CSCN | CSCN12A3201 24 50/60Hz | 1SBL181024R8110 | UA16-30-10RA 24V 50Hz / 24V 60Hz | Add 1 NO + 1 NC side mounted contact block type CAL511 code 1SBN12R111
100976 | CSCN12A3203 | CL Series - CSCN | CSCN12A3203 110-115 50/60Hz | 1SBL181024R8910 | UA16-30-10RA 110...115V 50Hz / 115...127V 60Hz | Use UA16-30-10RA 110...115V 50Hz / 115...127V 60Hz 1SBL181024R8410 for 60Hz applications. Add 1 NO + 1 NC side mounted contact block type CAL511 code 1SBN12R111
100976 | CSCN12A3203 | CL Series - CSCN | CSCN12A3203 110-115 50/60Hz | 1SBL181024R8410 | UA16-30-10RA 110...115V 50Hz / 115...127V 60Hz | Add 1 NO + 1 NC side mounted contact block type CAL511 code 1SBN12R111
100977 | CSCN12A3204 | CL Series - CSCN | CSCN12A3204 120 50/60Hz | 1SBL181024R8910 | UA16-30-10RA 110...115V 50Hz / 115...127V 60Hz | Add 1 NO + 1 NC side mounted contact block type CAL511 code 1SBN12R111
100978 | CSCN12A3207 | CL Series - CSCN | CSCN12A3207 240 50/60Hz | 1SBL181024R8810 | UA16-30-10RA 230-240V 50Hz / 240-260V 60Hz | Add 1 NO + 1 NC side mounted contact block type CAL511 code 1SBN12R111
100979 | CSCN16A3021 | CL Series - CSCN | CSCN16A3021 24 50/60Hz | 1SBL241024R8110 | UA26-30-10RA 24V 50Hz / 24V 60Hz | Add 1 NO + 1 NC side mounted contact block type CAL511 code 1SBN12R111
100980 | CK08CA3113 | CK Series | CONT. 3P 110V 50/60Hz | 1SFL527002R1311 | AF205-30-11-13 | Use AF190-30-11-13 1SFL487002R1311 for UL applications
100980 | CK08CA3113 | CK Series | CONT. 3P 110V 50/60Hz | 1SFL487002R1311 | AF190-30-11-13
101000 | MT03A | MTO Series | MTO T.O.R. 0,11A-0,17A Screw terminal for MC contactors | 1SAZ711201R1005 | T16-0.13 | Contact GPM Before conversion. Modification on MC* Base Ongoing
101001 | MT03B | MTO Series | MTO T.O.R. 0,17A-0,26A Screw terminal for MC contactors | 1SAZ711201R1009 | T16-0.23 | Contact GPM Before conversion. Modification on MC* Base Ongoing
101002 | MT03C | MTO Series | MTO T.O.R. 0,26A-0,43A Screw terminal for MC contactors | 1SAZ711201R1013 | T16-0.31 | Contact GPM Before conversion. Modification on MC* Base Ongoing
101003 | MT03D | MTO Series | MTO T.O.R. 0,43A-0,65A Screw terminal for MC contactors | 1SAZ711201R1017 | T16-0.55 | Contact GPM Before conversion. Modification on MC* Base Ongoing
101004 | MT03E | MTO Series | MTO T.O.R. 0,65A-1A Screw terminal for MC contactors | 1SAZ711201R1021 | T16-0.74 | Contact GPM Before conversion. Modification on MC* Base Ongoing
101005 | MT03F | MTO Series | MTO T.O.R. 0,85A-1,3A Screw terminal for MC contactors | 1SAZ711201R1023 | T16-1.0 | Contact GPM Before conversion. Modification on MC* Base Ongoing
101006 | MT03G | MTO Series | MTO T.O.R. 1,1A-1,6A Screw terminal for MC contactors | 1SAZ711201R1025 | T16-1.3 | Contact GPM Before conversion. Modification on MC* Base Ongoing
101007 | MT03H | MTO Series | MTO T.O.R. 1,35A-2A Screw terminal for MC contactors | 1SAZ711201R1028 | T16-1.7 | Contact GPM Before conversion. Modification on MC* Base Ongoing
101008 | MT03I | MTO Series | MTO T.O.R. 1,7A-2,4A Screw terminal for MC contactors | 1SAZ711201R1031 | T16-2.3 | Contact GPM Before conversion. Modification on MC* Base Ongoing
101009 | MT03J | MTO Series | MTO T.O.R. 2,2A-3,2A Screw terminal for MC contactors | 1SAZ711201R1033 | T16-3.1 | Contact GPM Before conversion. Modification on MC* Base Ongoing
101010 | MT03K | MTO Series | MTO T.O.R. 3A-4,7A Screw terminal for MC contactors | 1SAZ711201R1035 | T16-4.2 | Contact GPM Before conversion. Modification on MC* Base Ongoing
101011 | MT03L | MTO Series | MTO T.O.R. 4A-6,3A Screw terminal for MC contactors | 1SAZ711201R1038 | T16-5.7 | Contact GPM Before conversion. Modification on MC* Base Ongoing
101012 | MT03M | MTO Series | MTO T.O.R. 5,5A-8A Screw terminal for MC contactors | 1SAZ711201R1040 | T16-7.6 | Contact GPM Before conversion. Modification on MC* Base Ongoing
101013 | MT03N | MTO Series | MTO T.O.R. 7,5A-10,5A Screw terminal for MC contactors | 1SAZ711201R1043 | T16-10 | Contact GPM Before conversion. Modification on MC* Base Ongoing
101014 | MT03P | MTO Series | MTO T.O.R. 10A-14A Screw terminal for MC contactors | 1SAZ711201R1045 | T16-13 | Contact GPM Before conversion. Modification on MC* Base Ongoing
101015 | MT03R | MTO Series | MTO T.O.R. 2,5A-4A Screw terminal for MC contactors | 1SAZ711201R1033 | T16-3.1 | Contact GPM Before conversion. Modification on MC* Base Ongoing
101017 | SBELA | CL Series | SBELA-SBELA02 BASE UNION | 1SBN030111R1000 | VEM4 | Use VM96-4 1SBN033405T1000 for AF40 ... AF96 contactors
101017 | SBELA | CL Series | SBELA-SBELA02 BASE UNION | 1SBN033405T1000 | VM96-4
101026 | MT0AD | MTO Series | OVERLOAD RELAY 0.43-0.65A | 1SAZ711201R1017 | T16-0.55 | Contact GPM Before conversion. Modification on MC* Base Ongoing
101027 | C042556 | CK Series | C042556 BOB. CK08 230V50/60Hz | Look comments | Look comments | No Coil Spare part available
101028 | MT0AF | MTO Series | OVERLOAD RELAY 0.85-1.3A | 1SAZ711201R1023 | T16-1.0 | Contact GPM Before conversion. Modification on MC* Base Ongoing
101029 | CL45D300MLG | CL Series | CL45D300MLG CONT. 48V DC | 1SBL297001R1100 | AF38-30-00-11 | Use AF40-30-00-11 1SBL347001R1100 for AC-3 applications above 38A
101029 | CL45D300MLG | CL Series | CL45D300MLG CONT. 48V DC | 1SBL347001R1100 | AF40-30-00-11
101030 | MT0AH | MTO Series | OVERLOAD RELAY 1,35-2A | 1SAZ711201R1028 | T16-1.7 | Contact GPM Before conversion. Modification on MC* Base Ongoing
101031 | LR1DD | CL Series | RL Spare part coil Ring terminal 24V DC | Look comments | Look comments | No Coil Spare part available
101032 | MT0AK | MTO Series | OVERLOAD RELAY 3,0-4,7A | 1SAZ711201R1035 | T16-4.2 | Contact GPM Before conversion. Modification on MC* Base Ongoing
101047 | CK08CA311Y | CK Series | CK Contactor 185A AC-3 3P Aux 1NO+1NC 500V 50Hz /600V 60Hz | 1SFL527002R1411 | AF205-30-11-14 | Use AF190-30-11-14 1SFL487002R1411 for UL applications
101047 | CK08CA311Y | CK Series | CK Contactor 185A AC-3 3P Aux 1NO+1NC 500V 50Hz /600V 60Hz | 1SFL487002R1411 | AF190-30-11-14
101060 | C12168T | CL Series | C12168T REC. BOBINA 380V 60Hz | Look comments | Look comments | No Coil Spare part available
101068 | cl01a400t6mp | CL Series | cl01a400t6mp cont. | 1SBL137201R1300 | AF09-40-00-13
101084 | CL03A400M3MP | CL Series | CL03A400M3MP CONT. 110-115V50-60 | 1SBL237201R1300 | AF26-40-00-13
101087 | LR1A1 | CL Series | RL Spare part coil Ring terminal 24V 50-60Hz AC | Look comments | Look comments | No Coil Spare part available
101088 | LR1AL | CL Series | RL Spare part coil Ring terminal 208V 60Hz AC | Look comments | Look comments | No Coil Spare part available
101090 | LR1AU | CL Series | RL Spare part coil Ring terminal 380-400V 50Hz / 480V 60Hz AC | Look comments | Look comments | No Coil Spare part available
101091 | LR1AY | CL Series | RL Spare part coil Ring terminal 500V 50Hz / 600V 60Hz AC | Look comments | Look comments | No Coil Spare part available
101092 | LR1DK | CL Series | RL Spare part coil Ring terminal 125V DC | Look comments | Look comments | No Coil Spare part available
101095 | LG2506P1B0 | CL Series | LG2506P1B0 DIRECT-ON LINE EMPTY BOX | Look comments | Look comments | Starter enclosure. Move tor DRAF
101103 | CL00D301TWE | CL Series | CONT, 9A AC3, 3P, 1NC, 33V DC WVR | 1SBL137001R1101 | AF09-30-01-11 | Use AF09Z-30-01-21 1SBL136001R2101 when required low inrush current
101103 | CL00D301TWE | CL Series | CONT, 9A AC3, 3P, 1NC, 33V DC WVR | 1SBL136001R2101 | AF09Z-30-01-21
101104 | RL4RA040RU | CL Series - RELAY | RELE' AUX 4NA 380/400V AC | 1SBH137060R1440 | NFB40ERT-14
101105 | CL01AA00TJ | CL Series | CONT 25A AC1,4P,4NC, 110-115V 50HZ/110-1 | Look comments | Look comments | 4NC contactor. Contact GPM
101107 | CL01D400TWE | CL Series | CONT. 25A AC1, 4P, 33V DC WVR | 1SBL137201R1100 | AF09-40-00-11 | Use AF09Z-40-00-21 1SBL136201R2100 when required low inrush current
101107 | CL01D400TWE | CL Series | CONT. 25A AC1, 4P, 33V DC WVR | 1SBL136201R2100 | AF09Z-40-00-21
101108 | CL01D400TWI | CL Series | CONT. 25A AC1, 4P, 72V DC WVR | 1SBL137201R1200 | AF09-40-00-12 | Use AF09Z-40-00-22 1SBL136201R2200 when required low inrush current
101108 | CL01D400TWI | CL Series | CONT. 25A AC1, 4P, 72V DC WVR | 1SBL136201R2200 | AF09Z-40-00-22
101112 | RL4RD022RB | CL Series - RELAY | RELAY 2NO-2NC RING TERM 12V DC COIL | Look comments | Look comments | Product Gap, 12VDC Coil
101113 | RL4RD040RK | CL Series - RELAY | RL4RD040RK RELE' AUX | 1SBH136060R2340 | NFZB40ERT-23
101114 | RL4RD031RK | CL Series - RELAY | RL4RD040TJ CONT. 110V= | 1SBH136060R2331 | NFZB31ERT-23
101115 | RL4RD022RK | CL Series - RELAY | RELE' AUX | 1SBH136060R2322 | NFZB22ERT-23
101117 | RL4RA004RJ | CL Series - RELAY | RELE AUX. RING TERMINAL | 1SBH136060R2244 | NFZB44ERT-22
101118 | CL02D301TWE | CL Series | CONT. 18A AC3,3P,1NC, 33V DC WVR | 1SBL177001R1101 | AF16-30-01-11 | Use AF16Z-30-01-21 1SBL176001R2101 when required low inrush current
101118 | CL02D301TWE | CL Series | CONT. 18A AC3,3P,1NC, 33V DC WVR | 1SBL176001R2101 | AF16Z-30-01-21
101122 | RL4RD004R1 | CL Series - RELAY | RELAY 4NC RING TERM 24V DC COIL | 1SBH136060R2144 | NFZB44ERT-21
101125 | CL00A310R1 | CL Series | CL CONT 9A 3P 24 50/60Hz COIL | 1SBL136060R2110 | AF09ZB-30-10RT-21
101126 | CL00A301R1 | CL Series | CL00A301R1 | 1SBL136060R2101 | AF09ZB-30-01RT-21
101127 | CL01A310R1 | CL Series | CL01A310R1 24 50/60Hz | 1SBL156060R2110 | AF12ZB-30-10RT-21
101128 | CL01A301R1 | CL Series | CL01A301R1 24 50/60Hz | 1SBL156060R2101 | AF12ZB-30-01RT-21
101129 | CL02A310R1 | CL Series | CL02A310R1 | 1SBL176060R2110 | AF16ZB-30-10RT-21
101130 | CL02A301R1 | CL Series | CL02A301R1 | 1SBL176060R2101 | AF16ZB-30-01RT-21
101131 | CL00A310RL | CL Series | 5HP@460V1NO RING TERM 208V60HZCOIL | 1SBL136060R2310 | AF09ZB-30-10RT-23
101132 | CL02D301TWI | CL Series | CONT. 18A AC3,3P,1NC, 72V DC WVR | 1SBL177001R1201 | AF16-30-01-12 | Use AF16Z-30-01-22 1SBL176001R2201 when required low inrush current
101132 | CL02D301TWI | CL Series | CONT. 18A AC3,3P,1NC, 72V DC WVR | 1SBL176001R2201 | AF16Z-30-01-22
101133 | CL01A310RL | CL Series | 7.5HP@460V1NO RING TERM 208V60HZ | 1SBL156060R2310 | AF12ZB-30-10RT-23
101135 | CL02A310RL | CL Series | Contactor CL - Ring Terminal | 1SBL176060R2310 | AF16ZB-30-10RT-23
101136 | RL4RA031R6 | CL Series - RELAY | RELAY 20A, 3NO+1NC, RING, 220-230V 50/60 | 1SBH136060R2331 | NFZB31ERT-23
101137 | CL00A310RS | CL Series | 5HP@460V1NO RING TERM 240V60HZCOIL | 1SBL136060R2310 | AF09ZB-30-10RT-23
101138 | RL4RA040R6 | CL Series - RELAY | RELAY 20A, 34NO, RING, 220-230V 50/60HZ | 1SBH136060R2340 | NFZB40ERT-23
101139 | CL01A310RS | CL Series | 7.5HP@460V1NO RING TERM 240V60HZ | 1SBL156060R2310 | AF12ZB-30-10RT-23
101140 | RL4RD004TWE | CL Series - RELAY | RELAY. 4NC, 33V DC WVR COIL | 1SBH137001R1144 | NF44E-11 | Use NZ44E-21 1SBH136001R2144 for low inrush current. NF44 is 2stack with 4NO+4NC
101140 | RL4RD004TWE | CL Series - RELAY | RELAY. 4NC, 33V DC WVR COIL | 1SBH136001R2144 | NFZ44E-21 | NF44 is 2stack with 4NO+4NC
101141 | CL02A310RS | CL Series | 10HP@460V1NO RING TERM 240V60HZCOIL | 1SBL176060R2310 | AF16ZB-30-10RT-23
101142 | RL4RD004TWG | CL Series - RELAY | RELAY. 4NC, 48V DC WVR COIL | 1SBH137001R1144 | NF44E-11 | Use NZ44E-21 1SBH136001R2144 for low inrush current. NF44 is 2stack with 4NO+4NC
101142 | RL4RD004TWG | CL Series - RELAY | RELAY. 4NC, 48V DC WVR COIL | 1SBH136001R2144 | NFZ44E-21 | NF44 is 2stack with 4NO+4NC
101143 | CL00A310RU | CL Series | 5HP@460V1NO | 1SBL137060R1410 | AF09B-30-10RT-14
101144 | RL4RD004TWI | CL Series - RELAY | RELAY. 4NC, 72V DC WVR COIL | 1SBH137001R1244 | NF44E-12 | Use NZ44E-22 1SBH136001R2244 for low inrush current. NF44 is 2stack with 4NO+4NC
101144 | RL4RD004TWI | CL Series - RELAY | RELAY. 4NC, 72V DC WVR COIL | 1SBH136001R2244 | NFZ44E-22 | NF44 is 2stack with 4NO+4NC
101145 | CL01A310RU | CL Series | 7.5HP@460V1NO | 1SBL157060R1410 | AF12B-30-10RT-14
101146 | RL4RD004TWN | CL Series - RELAY | RELAY. 4NC, 220V DC WVR COIL | 1SBH137001R1344 | NF44E-13 | Use NZ44E-23 1SBH136001R2344 for low inrush current. NF44 is 2stack with 4NO+4NC
101146 | RL4RD004TWN | CL Series - RELAY | RELAY. 4NC, 220V DC WVR COIL | 1SBH136001R2344 | NFZ44E-23 | NF44 is 2stack with 4NO+4NC
101147 | CL02A310RU | CL Series | 10HP@460V1NO RING TERM 480V60HZCOIL | 1SBL177060R1410 | AF16B-30-10RT-14
101148 | RL4RD022TWE | CL Series - RELAY | RELAY. 2NO+2NC, 33V DC WVR COIL | 1SBH137001R1122 | NF22E-11 | Use NFZ22E-21 1SBH136001R2122 for low inrush current
101148 | RL4RD022TWE | CL Series - RELAY | RELAY. 2NO+2NC, 33V DC WVR COIL | 1SBH136001R2122 | NFZ22E-21
101149 | CL00A310RY | CL Series | 5HP@460V1NO RING TERM 600V60HZCOIL | 1SBL137060R1410 | AF09B-30-10RT-14 | 500V 50Hz only for AF; no 600V60Hz.
101150 | RL4RD022TWG | CL Series - RELAY | RELAY. 2NO+2NC, 48V DC WVR COIL | 1SBH137001R1122 | NF22E-11 | Use NFZ22E-21 1SBH136001R2122 for low inrush current
101150 | RL4RD022TWG | CL Series - RELAY | RELAY. 2NO+2NC, 48V DC WVR COIL | 1SBH136001R2122 | NFZ22E-21
101151 | CL01A310RY | CL Series | 7.5HP@460V1NO RING TERM 600V60HZ | 1SBL157060R1410 | AF12B-30-10RT-14 | 500V 50Hz only for AF; no 600V60Hz.
101152 | RL4RD031TWE | CL Series - RELAY | RELAY. 3NO+1NC, 33V DC WVR COIL | 1SBH137001R1131 | NF31E-11 | Use NFZ31E-21 1SBH136001R2131 for low inrush current
101152 | RL4RD031TWE | CL Series - RELAY | RELAY. 3NO+1NC, 33V DC WVR COIL | 1SBH136001R2131 | NFZ31E-21
101153 | CL02A310RY | CL Series | 10HP@460V1NO RING TERM 600V60HZCOIL | 1SBL177060R1410 | AF16B-30-10RT-14 | 500V 50Hz only for AF; no 600V60Hz.
101154 | RL4RD040TWE | CL Series - RELAY | RELAY. 4NO, 33V DC WVR COIL | 1SBH137001R1140 | NF40E-11 | Use NFZ40E-21 1SBH136001R2140 for low inrush current
101154 | RL4RD040TWE | CL Series - RELAY | RELAY. 4NO, 33V DC WVR COIL | 1SBH136001R2140 | NFZ40E-21
101156 | RL4RD040TWN | CL Series - RELAY | RELAY. 4NO, 220V DC WVR COIL | 1SBH137001R1340 | NF40E-13 | Use NFZ40E-23 1SBH136001R2340 for low inrush current
101156 | RL4RD040TWN | CL Series - RELAY | RELAY. 4NO, 220V DC WVR COIL | 1SBH136001R2340 | NFZ40E-23
101158 | RL4RA031TU | CL Series - RELAY | RELAY 20A, 3NO+1NC, 380-400V 50HZ/ 480V | 1SBH137001R1431 | NF31E-14
101161 | CL00D310RK | CL Series | 5HP@460V1NO RING TERM 125VDCCOIL | 1SBL136060R2310 | AF09ZB-30-10RT-23
101163 | CL01D310RK | CL Series | 7.5HP@460V1NO RING TERM 125VDCCOIL | 1SBL156060R2310 | AF12ZB-30-10RT-23
101165 | CL02D310RK | CL Series | 125VDC RING | 1SBL176060R2310 | AF16ZB-30-10RT-23
101167 | CL01A310R9 | CL Series | CONTACT.3P 5,5KW48V50/60 RING TERMINAL | 1SBL156060R2210 | AF12ZB-30-10RT-22
101168 | CL02A310R9 | CL Series | CONTACT.3P 7,5KW48V50/60 RING TERMINAL | 1SBL176060R2210 | AF16ZB-30-10RT-22
101185 | CL01DB00RWD | CL Series | SERIES CL-Contactor | 1SBL136560R2100 | AF09ZB-22-00RT-21
101186 | CL01D400RWD | CL Series | SERIES CL-Contactor | 1SBL136260R2100 | AF09ZB-40-00RT-21
101189 | CL01DB00RWJ | CL Series | CL01DB00RWJ 110VDC +/-30% RING 5,5kW | 1SBL136560R2200 | AF09ZB-22-00RT-22
101190 | CL02D400TWJ | CL Series | CL Contactor 32A AC-1 4P 110V DC +/-30% | 1SBL177201R1200 | AF16-40-00-12 | Use AF16Z-40-00-22 1SBL176201R2200 when required low inrush current
101190 | CL02D400TWJ | CL Series | CL Contactor 32A AC-1 4P 110V DC +/-30% | 1SBL176201R2200 | AF16Z-40-00-22
101191 | CL02D310RG | CL Series | 10HP@460V1NO RING TERM | 1SBL176060R2210 | AF16ZB-30-10RT-22
101192 | CL01DB00TWG | CL Series | CL Contactor 12A AC-3 2NO+2NC 48V DC WVR | 1SBL137501R1100 | AF09-22-00-11 | Use AF09Z-22-00-21 1SBL136501R2100 when required low inrush current
101192 | CL01DB00TWG | CL Series | CL Contactor 12A AC-3 2NO+2NC 48V DC WVR | 1SBL136501R2100 | AF09Z-22-00-21
101194 | GPASLRAA11 | Surion | 101194 - GPASLRAA11 SHUNT Trp Lt rght.10 | Look comments | Look comments | Review Application, for 5s: AA111 => 112 V DC
101200 | GPS1BSAFMP | Surion | 101200 - GPS1BSAFMP T+M 1-1,6 Std Break | 1SAM250000R1006 | MS116-1.6 | Use MS132-1.6 1SAM350000R1006 for higher Icu/Ics
101200 | GPS1BSAFMP | Surion | 101200 - GPS1BSAFMP T+M 1-1,6 Std Break | 1SAM350000R1006 | MS132-1.6
101201 | GPS1BSAGMP | Surion | 101201 - GPS1BSAGMP T+M 1,6-2,5 Std Brk | 1SAM250000R1007 | MS116-2.5 | Use MS132-2.5 1SAM350000R1007 for higher Icu/Ics
101201 | GPS1BSAGMP | Surion | 101201 - GPS1BSAGMP T+M 1,6-2,5 Std Brk | 1SAM350000R1007 | MS116-2.5
101203 | GPS1BSAJMP | Surion | 101203 - GPS1BSAJMP T+M 4-6,3 Std Break | 1SAM250000R1009 | MS116-6.3 | Use MS132-6.3 1SAM350000R1009 for higher Icu/Ics
101203 | GPS1BSAJMP | Surion | 101203 - GPS1BSAJMP T+M 4-6,3 Std Break | 1SAM350000R1009 | MS132-6.3
101205 | GPS1BSALMP | Surion | 101205 - GPS1BSALMP T+M 9-13 Std Break | 1SAM250000R1012 | MS116-12 | Use MS132-12 1SAM350000R1012 for higher Icu/Ics
101205 | GPS1BSALMP | Surion | 101205 - GPS1BSALMP T+M 9-13 Std Break | 1SAM350000R1012 | MS132-12
101206 | GPS1BSAMMP | Surion | 101206 - GPS1BSAMMP T+M 11-16 Std Break | 1SAM250000R1011 | MS116-16 | Use MS132-16 1SAM350000R1011 for higher Icu/Ics
101206 | GPS1BSAMMP | Surion | 101206 - GPS1BSAMMP T+M 11-16 Std Break | 1SAM350000R1011 | MS132-16
101209 | GPS1BSARMP | Surion | 101209 - GPS1BSARMP T+M 24-32 Std Break | 1SAM250000R1015 | MS116-32 | Use MS132-32 1SAM451000R1014 for higher Icu/Ics
101209 | GPS1BSARMP | Surion | 101209 - GPS1BSARMP T+M 24-32 Std Break | 1SAM451000R1014 | MS132-32
101211 | GPS1BSAA | Surion | MMS STD BK 0.1- 0.16 AMPS | 1SAM250000R1001 | MS116-0.16 | Use MS132-0.16 1SAM350000R1001 for higher Icu/Ics
101211 | GPS1BSAA | Surion | MMS STD BK 0.1- 0.16 AMPS | 1SAM350000R1001 | MS132-0.16
101212 | GPS1BSAB | Surion | MMS STD BK 0.16 - 0.25 AMPS | 1SAM250000R1002 | MS116-0.25 | Use MS132-0.25 1SAM350000R1002 for higher Icu/Ics
101212 | GPS1BSAB | Surion | MMS STD BK 0.16 - 0.25 AMPS | 1SAM350000R1002 | MS132-0.25
101213 | GPS1BSAC | Surion | MMS STD BK 0.25 - 0.4 AMPS | 1SAM250000R1003 | MS116-0.4 | Use MS132-0.4 1SAM350000R1003 for higher Icu/Ics
101213 | GPS1BSAC | Surion | MMS STD BK 0.25 - 0.4 AMPS | 1SAM350000R1003 | MS132-0.4
101214 | GPS1BSAD | Surion | MMS STD BK 0.4 - 0.63 AMPS | 1SAM250000R1004 | MS116-0.63 | Use MS132-0.63 1SAM350000R1004 for higher Icu/Ics
101214 | GPS1BSAD | Surion | MMS STD BK 0.4 - 0.63 AMPS | 1SAM350000R1004 | MS132-0.63
101215 | GPS1BSAE | Surion | MMS STD BK 0.63 - 1.0 AMPS | 1SAM250000R1005 | MS116-1.0 | Use MS132-1.0 1SAM350000R1005 for higher Icu/Ics
101215 | GPS1BSAE | Surion | MMS STD BK 0.63 - 1.0 AMPS | 1SAM350000R1005 | MS132-1.0
101216 | GPS1BSAF | Surion | MMS STD BK 1 - 1.6 AMPS | 1SAM250000R1006 | MS116-1.6 | Use MS132-1.6 1SAM350000R1006 for higher Icu/Ics
101216 | GPS1BSAF | Surion | MMS STD BK 1 - 1.6 AMPS | 1SAM350000R1006 | MS132-1.6
101217 | GPS1BSAG | Surion | MMS STD BK 1.6 - 2.5 AMPS | 1SAM250000R1007 | MS116-2.5 | Use MS132-2.5 1SAM350000R1007 for higher Icu/Ics
101217 | GPS1BSAG | Surion | MMS STD BK 1.6 - 2.5 AMPS | 1SAM350000R1007 | MS132-2.5
101218 | GPS1BSAH | Surion | MMS T+M PROT. 2,5-4 STAND.BREAKING | 1SAM250000R1008 | MS116-4.0 | Use MS132-4.0 1SAM350000R1008 for higher Icu/Ics
101218 | GPS1BSAH | Surion | MMS T+M PROT. 2,5-4 STAND.BREAKING | 1SAM350000R1008 | MS132-4.0
101219 | GPS1BSAJ | Surion | MMS T+M PROT. 4-6,3 STAN | 1SAM250000R1009 | MS116-6.3 | Use MS132-6.3 1SAM350000R1009 for higher Icu/Ics
101219 | GPS1BSAJ | Surion | MMS T+M PROT. 4-6,3 STAN | 1SAM350000R1009 | MS132-6.3
101220 | GPS1BSAK | Surion | MMS STD BK 6.3 - 10 AMPS | 1SAM250000R1010 | MS116-10 | Use MS132-10 1SAM350000R1010 for higher Icu/Ics
101220 | GPS1BSAK | Surion | MMS STD BK 6.3 - 10 AMPS | 1SAM350000R1010 | MS132-10
101221 | GPS1BSAL | Surion | MMS STD BK 9 - 13 AMPS | 1SAM250000R1012 | MS116-12 | Use MS132-12 1SAM350000R1012 for higher Icu/Ics
101221 | GPS1BSAL | Surion | MMS STD BK 9 - 13 AMPS | 1SAM350000R1012 | MS132-12
101222 | GPS1BSAM | Surion | MMS STD BK 11 - 16 AMPS | 1SAM250000R1011 | MS116-16 | Use MS132-16 1SAM350000R1011 for higher Icu/Ics
101222 | GPS1BSAM | Surion | MMS STD BK 11 - 16 AMPS | 1SAM350000R1011 | MS132-16
101223 | GPS1BSAN | Surion | MMS STD BK 14 - 20 AMPS | 1SAM250000R1013 | MS116-20 | Use MS132-20 1SAM350000R1013 for higher Icu/Ics
101223 | GPS1BSAN | Surion | MMS STD BK 14 - 20 AMPS | 1SAM350000R1013 | MS132-20
101224 | GPS1BSAP | Surion | MMS STD BK 19 - 25 AMPS | 1SAM250000R1014 | MS116-25 | Use MS132-25 1SAM350000R1014 for higher Icu/Ics
101224 | GPS1BSAP | Surion | MMS STD BK 19 - 25 AMPS | 1SAM350000R1014 | MS132-25
101225 | GPS1BSAR | Surion | MMS T+M 24-32 STD BREA | 1SAM250000R1015 | MS116-32 | Use MS132-32 1SAM350000R1015 for higher Icu/Ics
101225 | GPS1BSAR | Surion | MMS T+M 24-32 STD BREA | 1SAM350000R1015 | MS132-32
101226 | GPS2BSAK | Surion | MMS STD BK 6.3 - 10 AMPS | 1SAM350000R1010 | MS132-10
101227 | GPS2BSAM | Surion | MMS STD BK 11 - 16 AMPS | 1SAM350000R1011 | MS132-16 | Use MS165-16 1SAM451000R1011 for higher Icu/Ics
101227 | GPS2BSAM | Surion | MMS STD BK 11 - 16 AMPS | 1SAM451000R1011 | MS165-16
101228 | GPS2BSAN | Surion | MMS STD BK 14 - 20 AMPS | 1SAM350000R1013 | MS132-20 | Use MS165-20 1SAM451000R1012 for higher Icu/Ics
101228 | GPS2BSAN | Surion | MMS STD BK 14 - 20 AMPS | 1SAM451000R1012 | MS165-20
101229 | GPS2BSAP | Surion | MMS STD BK 19 - 25 AMPS | 1SAM350000R1014 | MS132-25 | Use MS165-25 1SAM451000R1013 for higher Icu/Ics
101229 | GPS2BSAP | Surion | MMS STD BK 19 - 25 AMPS | 1SAM451000R1013 | MS165-25
101230 | GPS2BSAR | Surion | MMS STD BK 24 - 32 AMPS | 1SAM350000R1015 | MS132-32 | Use MS165-32 1SAM451000R1014 for higher Icu/Ics
101230 | GPS2BSAR | Surion | MMS STD BK 24 - 32 AMPS | 1SAM451000R1014 | MS165-32
101231 | GPS2BSAS | Surion | MMS STD BK 28 - 40 AMPS | 1SAM451000R1015 | MS165-42
101232 | GPS2BSAT | Surion | MMS STD BK 35 - 50 AMPS | 1SAM451000R1016 | MS165-54
101233 | GPS2BSAU | Surion | MMS STD BK 45 - 63 AMPS | 1SAM451000R1017 | MS165-65
101234 | GPS1BHAA | Surion | MMS HIGH BK 0.1- 0.16 AMPS | 1SAM350000R1001 | MS132-0.16
101235 | GPS1BHAB | Surion | MMS HIGH BK 0.16 - 0.25 AMPS | 1SAM350000R1002 | MS132-0.25
101236 | GPS1BHAC | Surion | MMS HIGH BK 0.25 - 0.4 AMPS | 1SAM350000R1003 | MS132-0.4
101237 | GPS1BHAD | Surion | MMS HIGH BK 0.4 - 0.63 AMPS | 1SAM350000R1004 | MS132-0.63
101238 | GPS1BHAE | Surion | MOTOR PROTECTION T+M 0.63-1 A (100KA) | 1SAM350000R1005 | MS132-1.0
101239 | GPS1BHAF | Surion | MANUAL MOTOR STARTER 1-1 | 1SAM350000R1006 | MS132-1.6
101240 | GPS1BHAG | Surion | MMS HIGH BK 1.6 - 2.5 AMPS | 1SAM350000R1007 | MS132-2.5
101241 | GPS1BHAH | Surion | MANUAL MOTOR STARTER2.5-4 | 1SAM350000R1008 | MS132-4.0
101242 | GPS1BHAJ | Surion | MMS HIGH BK 4 - 6.3 AMPS | 1SAM350000R1009 | MS132-6.3
101243 | GPS1BHAK | Surion | MANUAL MOTOR STARTER 6.3 | 1SAM350000R1010 | MS132-10
101244 | GPS1BHAL | Surion | MMS HIGH BK 9 - 13 AMPS | 1SAM350000R1012 | MS132-12
101245 | GPS1BHAM | Surion | MMS 11-16A HI. BREAK | 1SAM350000R1011 | MS132-16
101246 | GPS1BHAN | Surion | MMS HIGH BK 14 - 20 AMPS | 1SAM350000R1013 | MS132-20
101247 | GPS1BHAP | Surion | MMS HIGH BK 19 - 25 AMPS | 1SAM350000R1014 | MS132-25
101248 | GPS1BHAR | Surion | MMS HIGH BK 24 - 32 AMPS | 1SAM350000R1015 | MS132-32
101249 | GPS2BHAK | Surion | MMS HIGH BK 6.3 - 10 AMPS | 1SAM350000R1010 | MS132-10
101250 | GPS2BHAM | Surion | MMS HIGH BK 11 - 16 AMPS | 1SAM451000R1011 | MS165-16
101251 | GPS2BHAN | Surion | MMS HIGH BK 14 - 20 AMPS | 1SAM451000R1012 | MS165-20
101252 | GPS2BHAP | Surion | MMS HIGH BK 19 - 25 AMPS | 1SAM451000R1013 | MS165-25
101253 | GPS2BHAR | Surion | MMS HIGH BK 24 - 32 AMPS | 1SAM451000R1014 | MS165-32
101254 | GPS2BHAS | Surion | MMS HIGH BK 28 - 40 AMPS | 1SAM451000R1015 | MS165-42
101255 | GPS2BHAT | Surion | MMS HIGH BK 35 - 50 AMPS | 1SAM451000R1016 | MS165-54
101256 | GPS2BHAU | Surion | MMS HIGH BK 45 - 63 AMPS | 1SAM451000R1017 | MS165-65
101257 | GPS1MSAA | Surion | 101257 - GPS1MSAA MMS MAGN 0,16 STD BREA | 1SAM360000R1001 | MO132-0.16
101258 | GPS1MSAB | Surion | GPS1 MM MAGN 0,25A STD BREAK | 1SAM360000R1002 | MO132-0.25
101259 | GPS1MSAC | Surion | 101259 - GPS1MSAC MMS MAGN 0,4 STD BREAK | 1SAM360000R1003 | MO132-0.4
101260 | GPS1MSAD | Surion | 101260 - GPS1MSAD MMS MAGN 0,63 STD BREA | 1SAM360000R1004 | MO132-0.63
101261 | GPS1MSAE | Surion | 101261 - GPS1MSAE MMS MAGN 1 STD BREAK. | 1SAM360000R1005 | MO132-1.0
101262 | GPS1MSAF | Surion | GPS1 MMS MAGN 1,6 STD BREAK | 1SAM360000R1006 | MO132-1.6
101263 | GPS1MSAG | Surion | 101263 - GPS1MSAG MMS MAGN 2,5 STD BREAK | 1SAM360000R1007 | MO132-2.5
101264 | GPS1MSAH | Surion | GPS1 MMS MAGN 4 STD BREAK. | 1SAM360000R1008 | MO132-4.0
101265 | GPS1MSAJ | Surion | GPS1 MMS MAGN 6,3 STD BREAK | 1SAM360000R1009 | MO132-6.3
101266 | GPS1MSAK | Surion | GPS1 MMS MAGN 10A STD BREAK. | 1SAM360000R1010 | MO132-10
101267 | GPS1MSAL | Surion | GPS1 MMS MAGN 13 STD BREAK. | 1SAM360000R1012 | MO132-12
101268 | GPS1MSAM | Surion | GPS1 MM MAGN 16A STD BREAK | 1SAM360000R1011 | MO132-16
101269 | GPS1MSAN | Surion | 101269 - GPS1MSAN MMS MAGN 20 STD BREAK. | 1SAM360000R1013 | MO132-20
101270 | GPS1MSAP | Surion | GPS MM MAGN 25A STD BREAK | 1SAM360000R1014 | MO132-25
101271 | GPS1MSAR | Surion | 101271 - GPS1MSAR MMS MAGN32 STD BREAK | 1SAM360000R1015 | MO132-32
101272 | GPS2MSAK | Surion | 101272 - GPS2MSAK MMS Magn 10 Std Break. | 1SAM360000R1010 | MO132-10
101273 | GPS2MSAM | Surion | 101273 - GPS2MSAM MMS Magn 16 Std Break. | 1SAM360000R1011 | MO132-16 | Use MO165-16 1SAM461000R1011 for higher Icu/Ics
101273 | GPS2MSAM | Surion | 101273 - GPS2MSAM MMS Magn 16 Std Break. | 1SAM461000R1011 | MO165-16
101274 | GPS2MSAN | Surion | 101274 - GPS2MSAN MMS Magn 20 Std Break. | 1SAM360000R1013 | MO132-20 | Use MO165-20 1SAM461000R1012 for higher Icu/Ics
101274 | GPS2MSAN | Surion | 101274 - GPS2MSAN MMS Magn 20 Std Break. | 1SAM461000R1012 | MO165-20
101275 | GPS2MSAP | Surion | 101275 - GPS2MSAP MMS Magn 25 Std Break. | 1SAM360000R1014 | MO132-25 | Use MO165-25 1SAM461000R1013 for higher Icu/Ics
101275 | GPS2MSAP | Surion | 101275 - GPS2MSAP MMS Magn 25 Std Break. | 1SAM461000R1013 | MO165-25
101276 | GPS2MSAR | Surion | 101276 - GPS2MSAR MMS Magn 32 Std Break. | 1SAM360000R1015 | MO132-32 | Use MO165-32 1SAM461000R1014 for higher Icu/Ics
101276 | GPS2MSAR | Surion | 101276 - GPS2MSAR MMS Magn 32 Std Break. | 1SAM461000R1014 | MO165-32
101277 | GPS2MSAS | Surion | 101277 - GPS2MSAS MMS MAGN 40 STD BREAK. | 1SAM461000R1015 | MO165-42
101278 | GPS2MSAT | Surion | 101278 - GPS2MSAT MMS MAGN 50 STD BREAK. | 1SAM461000R1016 | MO165-54
101279 | GPS2MSAU | Surion | MMS MAG.PROT. 63 STAND.BREAKING | 1SAM461000R1017 | MO165-65
101280 | GPS1MHAA | Surion | 101280 - GPS1MHAA MMS Magn 0,16 Hi. Brea | 1SAM360000R1001 | MO132-0.16
101281 | GPS1MHAB | Surion | 101281 - GPS1MHAB MMS Magn 0,25 Hi. Brea | 1SAM360000R1002 | MO132-0.25
101282 | GPS1MHAC | Surion | GPS1 MMS MAGN 0,4A HI. BREAK | 1SAM360000R1003 | MO132-0.4
101283 | GPS1MHAD | Surion | 101283 - GPS1MHAD MMS MAGN 0,63 HI. BREA | 1SAM360000R1004 | MO132-0.63
101284 | GPS1MHAE | Surion | GPS1 MM MAGN 1A HI BREAK | 1SAM360000R1005 | MO132-1.0
101285 | GPS1MHAF | Surion | GPS1 MMS MAGN 1,6A HI. BREAK | 1SAM360000R1006 | MO132-1.6
101286 | GPS1MHAG | Surion | GPS1 MM MAGN 2,5A HI BREAK | 1SAM360000R1007 | MO132-2.5
101287 | GPS1MHAH | Surion | GPS1 MMS MAGN 4 HI. BREAK. | 1SAM360000R1008 | MO132-4.0
101288 | GPS1MHAJ | Surion | MMS MAGN 6,3 HI. BREAK | 1SAM360000R1009 | MO132-6.3
101289 | GPS1MHAK | Surion | GPS1 MMS MAGN 10 HI. BREAK. | 1SAM360000R1010 | MO132-10
101290 | GPS1MHAL | Surion | 101290 - GPS1MHAL MMS MAGN 13 HI. BREAK. | 1SAM360000R1012 | MO132-12
101291 | GPS1MHAM | Surion | 101291 - GPS1MHAM MMS MAGN 16 HI. BREAK. | 1SAM360000R1011 | MO132-16
101292 | GPS1MHAN | Surion | 101292 - GPS1MHAN MMS MAGN 20 HI. BREAK. | 1SAM360000R1013 | MO132-20
101293 | GPS1MHAP | Surion | 101293 - GPS1MHAP MMS MAGN25 HI BREAK | 1SAM360000R1014 | MO132-25
101294 | GPS1MHAR | Surion | 101294 - GPS1MHAR MMS MAGN32 HI BREAK | 1SAM360000R1015 | MO132-32
101295 | GPS2MHAK | Surion | 101295 - GPS2MHAK MMS Magn 10 Hi. Break. | 1SAM350000R1010 | MS132-10
101296 | GPS2MHAM | Surion | 101296 - GPS2MHAM MMS Magn 16 Hi. Break. | 1SAM461000R1011 | MO165-16
101297 | GPS2MHAN | Surion | 101297 - GPS2MHAN MMS Magn 20 Hi. Break. | 1SAM461000R1012 | MO165-20
101298 | GPS2MHAP | Surion | MMS MAG.PROT. 25 HIGH BREAKING | 1SAM461000R1013 | MO165-25
101299 | GPS2MHAR | Surion | 101299 - GPS2MHAR MMS Magn 32 Hi. Break. | 1SAM461000R1014 | MO165-32
101300 | GPS2MHAS | Surion | 101300 - GPS2MHAS MMS MAGN 40 HI. BREAK. | 1SAM461000R1015 | MO165-42
101301 | GPS2MHAT | Surion | 101301 - GPS2MHAT MMS MAGN 50 HI. BREAK. | 1SAM461000R1016 | MO165-54
101302 | GPS2MHAU | Surion | 101302 - GPS2MHAU MMS MAGN 63 HI. BREAK. | 1SAM461000R1017 | MO165-65
101303 | GPAC10FBA | Surion | MMS INT AUX 1NO | 1SAM201901R1003 | HKF1-10 Aux.-contact for front mounting
101304 | GPAC01FBA | Surion | MMS INT AUX 1NC | 1SAM201901R1004 | HKF1-01 Aux.-contact for front mounting
101305 | GPAC11LLA | Surion | MMS LEFT AUX 1NO+1NC | 1SAM201902R1001 | HK1-11 | ABB has no left mount auxcontact
101306 | GPAC20LLA | Surion | MMS LEFT AUX 2NO | 1SAM201902R1002 | HK1-20 | ABB has no left mount auxcontact
101307 | GPAC02LLA | Surion | MMS LEFT AUX 2NC | 1SAM201902R1003 | HK1-02 | ABB has no left mount auxcontact
101308 | GPAC11LRA | Surion | AX BLCK LT.RGHT 1NO+1 | 1SAM201902R1001 | HK1-11 Aux.-contact
101309 | GPAC20LRA | Surion | MMS RIGHT AUX 2NO | 1SAM201902R1002 | HK1-20 Aux.-contact
101310 | GPAC02LRA | Surion | MMS RIGHT AUX 2NC | 1SAM201902R1003 | HK1-02 Aux.-contact
101311 | GPAL10FRA | Surion | MMS INT ALARM 1NO | 1SAM201903R1001 | SK1-11 | ABB has no frount mount signalcontact,
101312 | GPAL01FRA | Surion | MMS INT ALARM 1NC | 1SAM201903R1001 | SK1-11 | ABB has no frount mount signalcontact,
101313 | GPAD1010LLA | Surion | MMS LEFT 1NO ALM+1NO AUX | 1SAM201903R1002 | SK1-20 Signal contact | Review Application and contact GPM
101314 | GPAD1001LLA | Surion | MMS LEFT 1NO ALM+1NC AUX | 1SAM201903R1001 | SK1-11 Signal contact | Review Application and contact GPM
101315 | GPAD0110LLA | Surion | MMS LEFT 1NC ALM+1NO AUX | 1SAM201903R1001 | SK1-11 Signal contact | Review Application and contact GPM
101316 | GPAD0101LLA | Surion | MMS LEFT 1NC ALM+1NC AUX | 1SAM201903R1003 | SK1-02 Signal contact | Review Application and contact GPM
101317 | GPAE11LLA | Surion | MMS LEFT SHORT CKT ALM 1NO+1NC | 1SAM301901R1001 | CK1-11 Short-Circuit Signal Contact 2 NO | CK1 works only with MS132 and MS165
101318 | GPASLRAA1 | Surion | MMS SHUNT 24V50/60HZ | 1SAM201910R1001 | AA1-24 Shunt Trip 20-24V
101319 | GPASLRAAF | Surion | MMS SHUNT 48V60HZ | Look comments | Look comments | Review Application, for 5s: AA124 => 27 V
101320 | GPASLRAAG | Surion | MMS SHUNT 48V50/60V60HZ | Look comments | Look comments | Review Application, for 5s: AA124 => 27 V
101321 | GPASLRAAJ | Surion | MMS SHUNT 110-127V50HZ/120V60HZ | 1SAM201910R1002 | AA1-110 Shunt Trip 110V
101322 | GPASLRAAM | Surion | MMS SHUNT 208V60HZ | 1SAM201910R1003 | AA1-230 Shunt Trip 200-240V
101323 | GPASLRAAN | Surion | MMS SHUNT 220-230V50HZ/240V60HZ | 1SAM201910R1003 | AA1-230 Shunt Trip 200-240V
101324 | GPASLRAAR | Surion | MMS SHUNT 240V50HZ/277V60HZ | 1SAM201910R1003 | AA1-230 Shunt Trip 200-240V | Review Application, for 5s: AA123 => 235 V
101325 | GPASLRAAU | Surion | MMS SHUNT 380-400V50HZ | 1SAM201910R1004 | AA1-400 Shunt Trip 350-415V | Review Application, for 5s: AA14 => 355 V
101326 | GPASLRAAW | Surion | MMS SHUNT 415-440V50HZ/460/480V60HZ | Look comments | Look comments | Review Application, for 5s: AA14 => 355 V
101327 | GPASLRAAY | Surion | MMS SHUNT 500V50HZ/600V60HZ | Look comments | Look comments | Review Application, for 5s: AA14 => 355 V
101328 | GPASLRADD | Surion | MMS SHUNT 24-60VDC | 1SAM201910R1001 | AA1-24 Shunt Trip 20-24V | Reviw application, for 5s: AA124 => 27 V DC
101329 | GPASLRADJ | Surion | MMS SHUNT 120-240VDC | Look comments | Look comments | Review Application
101330 | GPAULRAAD | Surion | MMS UV 24V50HZ | 1SAM201904R1001 | UA1-24 Undervoltage release 24 V
101331 | GPAULRAAC | Surion | MMS UV 24V60HZ | 1SAM201904R1010 | UA1-24 Undervoltage release 24 V /60 Hz
101332 | GPAULRAAG | Surion | MMS UV 48V50HZ | 1SAM201904R1002 | UA1-48 Undervoltage release 48V
101333 | GPAULRAAF | Surion | MMS UV 48V60HZ | Look comments | Look comments | Review Application
101334 | GPAULRAAJ | Surion | MMS UV 110-127V50HZ/120V60HZ | 1SAM201904R1004 | UA1-120 Undervoltage release 110V
101335 | GPAULRAAM | Surion | MMS UV 208V60HZ | 1SAM201904R1008 | UA1-208 Undervoltage release 208V 60Hz
101336 | GPAULRAAN | Surion | MMS UV 220-230V50HZ/240V60HZ | 1SAM201904R1005 | UA1-230 Undervoltage release 230 V | Review Application
101337 | GPAULRAAR | Surion | MMS UV 240V50HZ/277V60HZ | Look comments | Look comments | Review Application
101338 | GPAULRAAU | Surion | MMS UV 380-400V50HZ | 1SAM201904R1006 | UA1-400 Undervoltage release 400V
101339 | GPAULRAAW | Surion | MMS UV 415-440V50HZ/460V60HZ | 1SAM201904R1007 | UA1-415 Undervoltage release 415V
101340 | GPAULRAAY | Surion | MMS UV 500V50HZ/600V60HZ | 1SAM201904R1009 | UA1-575 Undervoltage release 575V 60Hz | Review Application
101341 | GPAU20LTAAD | Surion | MMS UVW/2NO EM 24V50HZ | Look comments | Look comments | ABB has no UA with integrated lead auxcontacts, propose to use UA1+HK1L (UA1 = left mount; HK1L = right mount)
101342 | GPAU20LTAAC | Surion | MMS UVW/2NO EM 24V60HZ | Look comments | Look comments | ABB has no UA with integrated lead auxcontacts, propose to use UA1+HK1L (UA1 = left mount; HK1L = right mount)
101343 | GPAU20LTAAG | Surion | MMS UVW/2NO EM 48V50HZ | Look comments | Look comments | ABB has no UA with integrated lead auxcontacts, propose to use UA1+HK1L (UA1 = left mount; HK1L = right mount)
101344 | GPAU20LTAAF | Surion | MMS UVW/2NO EM 48V60HZ | Look comments | Look comments | ABB has no UA with integrated lead auxcontacts, propose to use UA1+HK1L (UA1 = left mount; HK1L = right mount)
101345 | GPAU20LTAAJ | Surion | MMSUVW/2NO EM 110-127V50HZ/120V60HZ | Look comments | Look comments | ABB has no UA with integrated lead auxcontacts, propose to use UA1+HK1L (UA1 = left mount; HK1L = right mount)
101346 | GPAU20LTAAM | Surion | MMS UVW/2NO EM 208V60HZ | Look comments | Look comments | ABB has no UA with integrated lead auxcontacts, propose to use UA1+HK1L (UA1 = left mount; HK1L = right mount)
101347 | GPAU20LTAAN | Surion | MMSUVW/2NO EM 220-230V50HZ/240V60HZ | Look comments | Look comments | ABB has no UA with integrated lead auxcontacts, propose to use UA1+HK1L (UA1 = left mount; HK1L = right mount)
101348 | GPAU20LTAAR | Surion | MMS UVW/2NO EM 240V50HZ/277V60HZ | Look comments | Look comments | ABB has no UA with integrated lead auxcontacts, propose to use UA1+HK1L (UA1 = left mount; HK1L = right mount)
101349 | GPAU20LTAAU | Surion | MMS UVW/2NO EM 380-400V50HZ | Look comments | Look comments | ABB has no UA with integrated lead auxcontacts, propose to use UA1+HK1L (UA1 = left mount; HK1L = right mount)
101350 | GPAU20LTAAW | Surion | MMSUVW/2NO EM 415-440V50HZ/460V60HZ | Look comments | Look comments | ABB has no UA with integrated lead auxcontacts, propose to use UA1+HK1L (UA1 = left mount; HK1L = right mount)
101351 | GPAU20LTAAY | Surion | MMS UVW/2NO EM 500V50HZ/600V60HZ | Look comments | Look comments | ABB has no UA with integrated lead auxcontacts, propose to use UA1+HK1L (UA1 = left mount; HK1L = right mount)
101352 | GPAU20LCAAD | Surion | MMS UVW/2NO EM 24V50HZ | Look comments | Look comments | ABB has no UA with integrated lead auxcontacts, propose to use UA1+HK1L (UA1 = left mount; HK1L = right mount)
101353 | GPAU20LCAAC | Surion | MMS UVW/2NO EM 24V60HZ | Look comments | Look comments | ABB has no UA with integrated lead auxcontacts, propose to use UA1+HK1L (UA1 = left mount; HK1L = right mount)
101354 | GPAU20LCAAG | Surion | MMS UVW/2NO EM 48V50HZ | Look comments | Look comments | ABB has no UA with integrated lead auxcontacts, propose to use UA1+HK1L (UA1 = left mount; HK1L = right mount)
101355 | GPAU20LCAAF | Surion | MMS UVW/2NO EM 48V60HZ | Look comments | Look comments | ABB has no UA with integrated lead auxcontacts, propose to use UA1+HK1L (UA1 = left mount; HK1L = right mount)
101356 | GPAU20LCAAJ | Surion | MMSUVW/2NO EM 110-127V50HZ/120V60HZ | Look comments | Look comments | ABB has no UA with integrated lead auxcontacts, propose to use UA1+HK1L (UA1 = left mount; HK1L = right mount)
101357 | GPAU20LCAAM | Surion | MMS UVW/2NO EM 208V60HZ | Look comments | Look comments | ABB has no UA with integrated lead auxcontacts, propose to use UA1+HK1L (UA1 = left mount; HK1L = right mount)
101358 | GPAU20LCAAN | Surion | MMSUVW/2NO EM 220-230V50HZ/240V60HZ | Look comments | Look comments | ABB has no UA with integrated lead auxcontacts, propose to use UA1+HK1L (UA1 = left mount; HK1L = right mount)
101359 | GPAU20LCAAR | Surion | MMS UVW/2NO EM 240V50HZ/277V60HZ | Look comments | Look comments | ABB has no UA with integrated lead auxcontacts, propose to use UA1+HK1L (UA1 = left mount; HK1L = right mount)
101360 | GPAU20LCAAU | Surion | MMS UVW/2NO EM 380-400V50HZ | Look comments | Look comments | ABB has no UA with integrated lead auxcontacts, propose to use UA1+HK1L (UA1 = left mount; HK1L = right mount)
101361 | GPAU20LCAAW | Surion | MMSUVW/2NO EM 415-440V50HZ/460V60HZ | Look comments | Look comments | ABB has no UA with integrated lead auxcontacts, propose to use UA1+HK1L (UA1 = left mount; HK1L = right mount)
101362 | GPAU20LCAAY | Surion | MMS UVW/2NO EM 500V50HZ/600V60HZ | Look comments | Look comments | ABB has no UA with integrated lead auxcontacts, propose to use UA1+HK1L (UA1 = left mount; HK1L = right mount)
101363 | GPA1HAB | Surion | MMS EXTRNAL OPERATOR BLACK FOR GPS1 | 1SAM201920R1001 | MSHD-LB | Review Application, add shaft OXS6X85 15 13 18, add MSMN/MSMNO coupler, add alignment ring MSHAR for shaft >15mm, add MSAH1 supporter for shafts > 13mm (for MS132 use MSHDLTB)
101364 | GPA1HAR | Surion | MMS EXTRNAL OPERATOR RED FOR GPS1 | 1SAM201920R1002 | MSHD-LY | Review Application, add shaft OXS6X85 15 13 18, add MSMN/MSMNO coupler, add alignment ring MSHAR for shaft >15mm, add MSAH1 supporter for shafts > 13mm (for MS132 use MSHDLTB)
101365 | GPES41A | Surion | ENCLOSURES SURF. IP41+9 | 1SAM201911R1010 | IB132-G | Review Application, (GE version only for GPS1*S (toggle version)), ABB version = dark grey cover, black back piece, GE => PG16, ABB => M2/M25 cable glands
101366 | GPES55A | Surion | ENCLOSURES SURF. IP55+9 | 1SAM201911R1010 | IB132-G | Review Application, (GE version only for GPS1*S (toggle version)), ABB version = dark grey cover, black back piece, GE => PG16, ABB => M2/M25 cable glands
101367 | GPEF41A | Surion | ENCLOSURES FLUSH IP41+ | 1SAM201912R1010 | DMS132-G | Review Application, (GE version only for GPS1*S (toggle version)), ABB version = dark grey cover
101368 | GPEF55A | Surion | ENCLOSURES FLUSH IP55+ | 1SAM201912R1010 | DMS132-G | Review Application, (GE version only for GPS1*S (toggle version)), ABB version = dark grey cover
101369 | GPENA | Surion | NEUTRAL CONNECTION FOR EN | Look comments | Look comments | No Need
101370 | GPEPA | Surion | PADLOCKING DEVICE FOR ENC | Look comments | Look comments | No Need for IB132
101371 | GPECA | Surion | CONVERSION KIT IP41-IP55 | Look comments | Look comments | No Need
101372 | GPEPMA | Surion | EM PUSH B.IMPULSE FUNCTI | Look comments | Look comments | No direct replacement, check Pilot devices
101373 | GPEPLA | Surion | EM PUSH B.MECHANICAL LAT | Look comments | Look comments | Product Gap
101374 | GPEPKA | Surion | EM PUSH B.KEY LOCK | Look comments | Look comments | No direct replacement, check Pilot devices
101375 | GPELGAJ | Surion | IND LAMP GREEN 110-220V | Look comments | Look comments | Product Gap
101376 | GPELGAN | Surion | IND LAMP GREEN 220-240V | Look comments | Look comments | Product Gap
101377 | GPELGAU | Surion | IND LAMP GREEN 380-440V | Look comments | Look comments | Product Gap
101378 | GPELGAX | Surion | IND LAMP GREEN 480-500V | Look comments | Look comments | Product Gap
101379 | GPELGAY | Surion | IND LAMP GREEN 600V | Look comments | Look comments | Product Gap
101380 | GPELRAJ | Surion | IND LAMP RED 110-220V | Look comments | Look comments | Product Gap
101381 | GPELRAN | Surion | IND LAMP RED 220-240V | Look comments | Look comments | Product Gap
101382 | GPELRAU | Surion | IND LAMP RED 380-440V | Look comments | Look comments | Product Gap
101383 | GPELRAX | Surion | IND LAMP RED 480-500V | Look comments | Look comments | Product Gap
101384 | GPELRAY | Surion | IND LAMP RED 600V | Look comments | Look comments | Product Gap
101385 | GPELCAJ | Surion | IND LAMP TRANSP 110-220 | Look comments | Look comments | Product Gap
101386 | GPELCAN | Surion | IND LAMP TRANSP 220-240 | Look comments | Look comments | Product Gap
101387 | GPELCAU | Surion | INDICATORS LAMPS TRANSPARENT 380-440V | Look comments | Look comments | Product Gap
101388 | GPELCAX | Surion | IND LAMP TRANSP 480-500 | Look comments | Look comments | Product Gap
101389 | GPELCAY | Surion | IND LAMP TRANSPARENT 60 | Look comments | Look comments | Product Gap
101390 | GPB1B02A | Surion | Modular spacing busbar 45mm for 2 GPS1 | 1SAM201906R1102 | PS1-2-0-65
101391 | GPB1B03A | Surion | 3-PH BSBR 45MM 3MMS 1S | 1SAM201906R1103 | PS1-3-0-65
101392 | GPB1B04A | Surion | 3-PH BSBR 45MM 4MMS 1S | 1SAM201906R1104 | PS1-4-0-65
101393 | GPB1B05A | Surion | 101393 - GPB105A 3-PH BSBR 45MM 5MMS 1S, | 1SAM201906R1105 | PS1-5-0-65
101394 | GPB1B12A | Surion | MODULAR SPACING BUSBAR 54MM FOR 2 GPS1 | 1SAM201906R1112 | PS1-2-1-65
101395 | GPB1B13A | Surion | 3-PH BSBR 54MM 3MMS+9M | 1SAM201906R1113 | PS1-3-1-65
101396 | GPB1B14A | Surion | 3-PH BSBR 54MM 4MMS+9M | 1SAM201906R1114 | PS1-4-1-65
101397 | GPB1B15A | Surion | 3-PH BSBR 54MM 5MMS+9M | 1SAM201906R1115 | PS1-5-1-65
101398 | GPB1B22A | Surion | 3-PH BSBR 63MM 2MMS+18 | 1SAM201906R1122 | PS1-2-2-65
101399 | GPB1B24A | Surion | 3-PH BSBR 63MM 4MMS+18 | 1SAM201906R1124 | PS1-4-2-65
101400 | GPB2B02A | Surion | 3-PH BSBR 55MM 2MMS 2S | 1SAM401920R1002 | PS2-2-0-125
101401 | GPB2B03A | Surion | 3-PH BSBR 55MM 3MMS 2S | 1SAM401920R1003 | PS2-3-0-125
101402 | GPB2B04A | Surion | 3-PH BSBR 55MM 4MMS 2S | 1SAM401920R1004 | PS2-4-0-125
101403 | GPB2B12A | Surion | 3-PH BSBR 64MM 2MMS+9M | 1SAM201906R1112 | PS1-2-1-65
101404 | GPB2B13A | Surion | 3-PH BSBR 64MM 3MMS+9M | Look comments | Look comments | Product Gap, no busbar for MS165 w/ 1 aux contact
101405 | GPB2B14A | Surion | 3-PH BSBR 64MM 4MMS+9M | Look comments | Look comments | Product Gap, no busbar for MS165 w/ 1 aux contact
101406 | GPB2B22A | Surion | 3-PH BSBR 73MM 2MMS+18 | 1SAM401920R1022 | PS2-2-2-125
101407 | GPB2B24A | Surion | 3-PH BSBR 73MM 4MMS+18 | 1SAM401920R1024 | PS2-4-2-125
101408 | GPB1GA | Surion | BSBR COVER FOR TAGS 1S,1 | 1SAM201908R1001 | BS1-3
101409 | GPB2GA | Surion | BSBR COVER FOR TAGS 2S,2 | 1SAM401922R1001 | KA165
101410 | GPF1LMCBA | Surion | LINK MC0,MC1 AC/DC 1 | Look comments | Look comments | Contact GPM Before conversion
101411 | GPF1L02AA | Surion | LINK CL00A,CL01A,CL0 | 1SBN081306T1000 | BEA16-4
101412 | GPF1L02DA | Surion | LINK CL00D,CL01D,CL0 | 1SBN081306T1000 | BEA16-4
101413 | GPF1L25AA | Surion | LINK CL25A AC 1S,1H | 1SBN082306T2000 | BEA38-4
101414 | GPF1L25DA | CL Series | LINK CL25D DC 1S,1H | 1SBN082306T2000 | BEA38-4
101415 | GPF2L45AA | Surion | LINK CL03A,CL04A,CL4 | 1SBN082306T2000 | BEA38-4
101416 | GPF2L45DA | CL Series | LINK CL03D,CL04D,CL4 | 1SBN083406R1000 | BEA65-4
101417 | GPF2L07AA | Surion | LINK CL06A,CL07A AC | 1SBN083406R1000 | BEA65-4
101418 | GPF1B1A | Surion | BASE PLT CL00-25+GPS1 | Look comments | Look comments | To mount MS..+BEA+AF09..AF38 DOL or reversing starter, select one rail 35 mm rail for MS fixing.
101419 | GPF2B2A | Surion | BASE PLT CL03-45+GPS2 | Look comments | Look comments | To mount MS..+BEA+AF09..AF38 DOL or reversing starter, select one rail 35 mm rail for MS fixing. For use with AF40, please select BPR654 1SBN11345R1 for direct mounting on 2 rails 35 mm without additional plate
101420 | GPF2B3A | Surion | BASE Plt CL06-08+GPS2 | Look comments | Look comments | For use with AF40..AF65, please select BPR654 1SBN11345R1 for direct mounting on 2 rails 35 mm without additional plate
101422 | WKLI02P | Surion | WIRING KITS F/R | 1SBN081311R1000 | BER16-4
101427 | GPF1CBA | Surion | LINK CON. BASE PLATES R | Look comments | Look comments | No need as direct mounting on 35 mm rail
101433 | CL04D400MWE | CL Series | CONT 60A AC1, 4P, 4NO, 33V DC WVR | 1SBL297201R1100 | AF38-40-00-11 | Use AF38Z-40-00-21 1SBL296201R2100 when required low inrush current
101433 | CL04D400MWE | CL Series | CONT 60A AC1, 4P, 4NO, 33V DC WVR | 1SBL296201R2100 | AF38Z-40-00-21
101434 | CL04D400MWN | CL Series | CONT 60A AC1, 4P, 4NO, 220V DC WVR | 1SBL297201R1300 | AF38-40-00-13 | Use AF38Z-40-00-23 1SBL296201R2300 when required low inrush current
101434 | CL04D400MWN | CL Series | CONT 60A AC1, 4P, 4NO, 220V DC WVR | 1SBL296201R2300 | AF38Z-40-00-23
101437 | CL07D300MB | CL Series | CONT 65 AC3, 3P, 12V DC | Look comments | Look comments | Product Gap. 12VDC Coil
101438 | CL08D300MB | CL Series | CONT 80 AC3, 3P, 12V DC | Look comments | Look comments | Product Gap. 12VDC Coil
101440 | GPAC10FB0-B | Surion | AUX.BLOCK INTER.MOUNT-WHITE 1NO | 1SAM201901R1003 | HKF1-10 Aux.-contact for front mounting
101441 | GPAC01FB0-B | Surion | AUX.BLOCK INTER.MOUNT-WHITE 1NC | 1SAM201901R1004 | HKF1-01 Aux.-contact for front mounting
101445 | GPAC11LR0-B | Surion | AUX.BLOCK LAT.MOUNT RIGHT-WHI. 1NO+1NC | 1SAM201902R1001 | HK1-11 Aux.-contact
101446 | GPAC20LR0-B | Surion | AUX.BLOCK LAT.MOUNT RIGHT-WHITE 2NO | 1SAM201902R1002 | HK1-20 Aux.-contact
101447 | GPAC02LR0-B | Surion | AUX.BLOCK LAT.MOUNT RIGHT-WHITE 2NC | 1SAM201902R1003 | HK1-02 Aux.-contact
101450 | GPAD1010LL0-B | Surion | AUX/ALARM BLOCK LAT.MOUNT LEFT-W 1NO+1NO | 1SAM201903R1002 | SK1-20 Signal contact
101451 | GPAD1001LL0-B | Surion | AUX/ALARM BLOCK LAT.MOUNT LEFT-W 1NO+1NC | 1SAM201903R1001 | SK1-11 Signal contact
101452 | GPAD0110LL0-B | Surion | AUX/ALARM BLOCK LAT.MOUNT LEFT-W 1NC+1NO | 1SAM201903R1001 | SK1-11 Signal contact
101453 | GPAD0101LL0-B | Surion | AUX/ALARM BLOCK LAT.MOUNT LEFT-W 1NC+1NC | 1SAM201903R1003 | SK1-02 Signal contact
101454 | GPAE11LL0-B | Surion | SHORT CIRC.ALARM LAT MOUNT-WH. 1NO+1NC | 1SAM301901R1001 | CK1-11 Short-Circuit Signal Contact 2 NO
101455 | GPASLR0A1-B | Surion | SHUNT TRIP LAT.MOUNT RIGHT-W 24V50-60HZ | 1SAM201910R1001 | AA1-24 Shunt Trip 20-24V
101458 | GPASLR0AJ-B | Surion | SHUNT TRIP LAT.MOU.RIGHT-W 110-127V50HZ | 1SAM201910R1002 | AA1-110 Shunt Trip 110V
101459 | GPASLR0AM-B | Surion | SHUNT TRIP LAT.MOUNT RIGHT-WH. 208V60HZ | 1SAM201910R1003 | AA1-230 Shunt Trip 200-240V
101460 | GPASLR0AN-B | Surion | SHUNT TRIP LAT.MOU.RIGHT-W 220-230V50HZ | 1SAM201910R1003 | AA1-230 Shunt Trip 200-240V
101461 | GPASLR0AR-B | Surion | SHUNT TRIP LAT.MOUNT RIGHT-WH. 240V50HZ | 1SAM201910R1003 | AA1-230 Shunt Trip 200-240V
101462 | GPASLR0AU-B | Surion | SHUNT TRIP LAT.MOU.RIGHT-W 380-400V50HZ | 1SAM201910R1004 | AA1-400 Shunt Trip 350-415V
101465 | GPASLR0DD-B | Surion | SHUNT TRIP LAT.MOUNT RIGHT-WH. 24-60VDC | 1SAM201910R1001 | AA1-24 Shunt Trip 20-24V
101467 | GPAULR0AD-B | Surion | UNDERVOLTAGE RIGHT MOUNT-WHITE 24V50HZ | 1SAM201904R1001 | UA1-24 Undervoltage release 24 V
101468 | GPAULR0AC-B | Surion | UNDERVOLTAGE RIGHT MOUNT-WHITE 24V60HZ | 1SAM201904R1010 | UA1-24 Undervoltage release 24 V /60 Hz
101469 | GPAULR0AG-B | Surion | UNDERVOLTAGE RIGHT MOUNT-WHITE 48V50HZ | 1SAM201904R1002 | UA1-48 Undervoltage release 48V
101471 | GPAULR0AJ-B | Surion | UNDERVOLTAGE RIGHT MOUNT-W 110-127V50HZ | 1SAM201904R1004 | UA1-120 Undervoltage release 110V
101472 | GPAULR0AM-B | Surion | UNDERVOLTAGE RIGHT MOUNT-WHITE 208V60HZ | 1SAM201904R1008 | UA1-208 Undervoltage release 208V 60Hz
101473 | GPAULR0AN-B | Surion | UNDERVOLTAGE RIGHT MOUNT-W 220-230V50HZ | 1SAM201904R1005 | UA1-230 Undervoltage release 230 V
101475 | GPAULR0AU-B | Surion | UNDERVOLTAGE RIGHT MOUNT-W 380-400V50HZ | 1SAM201904R1006 | UA1-400 Undervoltage release 400V
101476 | GPAULR0AW-B | Surion | UNDERVOLTAGE RIGHT MOUNT-W 415-440V50HZ | 1SAM201904R1007 | UA1-415 Undervoltage release 415V
101477 | GPAULR0AY-B | Surion | UNDERVOLTAGE RIGHT MOUNT-WHITE 500V50HZ | 1SAM201904R1009 | UA1-575 Undervoltage release 575V 60Hz
101500 | GPA1H0B-B | Surion | HANDLE OPERATOR-WHITE STAND.BLACK 1H | 1SAM201920R1001 | MSHD-LB
101501 | GPA1H0R-B | Surion | HANDLE OPERATOR-WH. EMERG.YELLOW/RED 1H | 1SAM201920R1002 | MSHD-LY
101502 | GPA2HAB | Surion | EXTERNAL HANDLE OP STD BLCK 2S,2H | 1SAM201920R1011 | MSHD-LTB | Review Application, add shaft OXS6X85 15 13, add MSMN/MSMNO coupler, add alignment ring MSHAR for shaft >15mm
101503 | GPA2HAR | Surion | MMS EXTRNAL OPERATOR RED FOR GPS2 | 1SAM201920R1012 | MSHD-LTY | Review Application, add shaft OXS6X85 15 13, add MSMN/MSMNO coupler, add alignment ring MSHAR for shaft >15mm
101504 | GPA2H0B-B | Surion | HANDLE OPERATOR-WHITE STAND.BLACK 2S,2H | 1SAM201920R1011 | MSHD-LTB
101505 | GPA2H0R-B | Surion | HANDLE OPERATOR-W EMER.YELLOW/RED 2S,2H | 1SAM201920R1012 | MSHD-LTY
101506 | GPACOVF1A | Surion | GPACOVF1A TAPETA AUX.FRONT.(BOLSA 100) | Look comments | Look comments | Ask GPM… Active product with no sales in EPIS 2017 and 2018
101509 | GPAKS1A | Surion | SCREW MOUNT TAB GPS1 STARTERS | 1SAM201909R1001 | FS116 | No Need for MS165
101510 | GPAKS1A-B | Surion | GPAKS1A-B SCREW KIT-WHITE | 1SAM201909R1001 | FS116
101512 | GPF1L25CT1 | Surion | 101512 - GPF1L25CT1 LINK MODULE FOR CL00 | Look comments | Look comments | Review Application
101513 | GPF1L45CT1 | Surion | 101513 - GPF1L45CT1 LINK MODULE FOR CL03 | Look comments | Look comments | Review Application
101515 | CL09D300MB | CL Series | CONT 95 AC3, 3P, 12V DC | Look comments | Look comments | Product Gap. 12VDC Coil
101516 | CL07E300MWU | CL Series | CONT 95 AC3, 3P, 48-130V 50/60HZ DC | 1SBL387001R1400 | AF65-30-00-14
101517 | CL09E300MWH | CL Series | CONT 110 AC1,4P,4NO,48-130V 50/60HZ DC | 1SBL407001R1200 | AF96-30-00-12
101518 | CL09E400MWH | CL Series | CONT 50 AC3,4P,2NO+2NC,24-60V 50/60HZ DC | 1SFL427101R1200 | AF116-40-00-12
101519 | CL05EB00MWD | CL Series | CONT 65 AC3,4P,2NO+2NC,24-60V 50/60HZ DC | 1SBL347501R1100 | AF40-22-00-11 | Use AF80-22-00-11 1SBL397501R1100 for AC-1 applications higher than 70A
101519 | CL05EB00MWD | CL Series | CONT 65 AC3,4P,2NO+2NC,24-60V 50/60HZ DC | 1SBL397501R1100 | AF80-22-00-11
101520 | CL07EB00MWD | CL Series | CONT 80 AC3,4P,2NO+2NC,24-60V 50/60HZ DC | 1SBL397501R1100 | AF80-22-00-11
101522 | CL00D310RWI-T | CL Series | CL00 special for transportation | 1SBL136061R2210 | AF09ZB-30-10RT-22
101523 | CL01D310RWI-T | CL Series | CL01D310RWI-T TRANSPORTATION | 1SBL156060R2210 | AF12ZB-30-10RT-22
101524 | CL02D310RWI-T | CL Series | CL02 special for transportation | 1SBL176060R2210 | AF16ZB-30-10RT-22
101525 | CL06D300RWI-T | CL Series | CL06D300RWI-T CONT. R.T.C. 72V DC +/-30% | 1SBL357010R6900 | AF50-30-00RT 48...130 V AC/DC (coil 69)
101528 | CSCN16A3023 | CL Series - CSCN | CSCN16A3023 110-115 50/60Hz | 1SBL241024R8910 | UA26-30-10RA 110...115V 50Hz / 115...127V 60Hz | Use UA26-30-10RA 110...115V 50Hz / 115...127V 60Hz 1SBL241024R8410 for 60Hz applications. Add 1 NO + 1 NC side mounted contact block type CAL511 code 1SBN12R111
101528 | CSCN16A3023 | CL Series - CSCN | CSCN16A3023 110-115 50/60Hz | 1SBL241024R8410 | UA26-30-10RA 110...115V 50Hz / 115...127V 60Hz | Add 1 NO + 1 NC side mounted contact block type CAL511 code 1SBN12R111
101529 | CSCN16A3024 | CL Series - CSCN | CSCN16A3024 120 50/60Hz | 1SBL241024R8910 | UA26-30-10RA 110...115V 50Hz / 115...127V 60Hz | Add 1 NO + 1 NC side mounted contact block type CAL511 code 1SBN12R111
101530 | CSCN16A3027 | CL Series - CSCN | CSCN16A3027 240 50/60Hz | 1SBL241024R8810 | UA26-30-10RA 230-240V 50Hz / 240-260V 60Hz | Add 1 NO + 1 NC side mounted contact block type CAL511 code 1SBN12R111
101531 | CSCN16A3111 | CL Series - CSCN | CSCN16A3111 24 50/60Hz | 1SBL241024R8110 | UA26-30-10RA 24V 50Hz / 24V 60Hz | Add 1 NO + 1 NC side mounted contact block type CAL511 code 1SBN12R111
101532 | CSCN16A3113 | CL Series - CSCN | CSCN16A3113 110-115 50/60Hz | 1SBL241024R8910 | UA26-30-10RA 110...115V 50Hz / 115...127V 60Hz | Use UA26-30-10RA 110...115V 50Hz / 115...127V 60Hz 1SBL241024R8410 for 60Hz applications. Add 1 NO + 1 NC side mounted contact block type CAL511 code 1SBN12R111
101532 | CSCN16A3113 | CL Series - CSCN | CSCN16A3113 110-115 50/60Hz | 1SBL241024R8410 | UA26-30-10RA 110...115V 50Hz / 115...127V 60Hz | Add 1 NO + 1 NC side mounted contact block type CAL511 code 1SBN12R111
101533 | GPES55A | Surion | 100 Cajas guardamotor superficie blancas | 1SAM201911R1010 | IB132-G
101534 | GPEF55A | Surion | 100Cajasguardamotorempotrablesblancas | 1SAM201912R1010 | DMS132-G
101555 | CSCN16A3114 | CL Series - CSCN | CSCN16A3114 120 50/60Hz | 1SBL241024R8910 | UA26-30-10RA 110...115V 50Hz / 115...127V 60Hz | Add 1 NO + 1 NC side mounted contact block type CAL511 code 1SBN12R111
101556 | CSCN16A3115 | CL Series - CSCN | CSCN16A3115 220 50/60Hz | 1SBL241024R8010 | UA26-30-10RA 220...230V 50Hz / 230...240V 60Hz | Add 1 NO + 1 NC side mounted contact block type CAL511 code 1SBN12R111
101557 | CSCN16A3117 | CL Series - CSCN | CSCN16A3117 240 50/60Hz | 1SBL241024R8810 | UA26-30-10RA 230-240V 50Hz / 240-260V 60Hz | Add 1 NO + 1 NC side mounted contact block type CAL511 code 1SBN12R111
101558 | CSCN16A3201 | CL Series - CSCN | CSCN16A3201 24 50/60Hz | 1SBL241024R8110 | UA26-30-10RA 24V 50Hz / 24V 60Hz | Add 1 NO + 1 NC side mounted contact block type CAL511 code 1SBN12R111
101559 | CSCN16A3203 | CL Series - CSCN | CSCN16A3203 110-115 50/60Hz | 1SBL241024R8910 | UA26-30-10RA 110...115V 50Hz / 115...127V 60Hz | Use UA26-30-10RA 110...115V 50Hz / 115...127V 60Hz 1SBL241024R8410 for 60Hz applications. Add 1 NO + 1 NC side mounted contact block type CAL511 code 1SBN12R111
101559 | CSCN16A3203 | CL Series - CSCN | CSCN16A3203 110-115 50/60Hz | 1SBL241024R8410 | UA26-30-10RA 110...115V 50Hz / 115...127V 60Hz | Add 1 NO + 1 NC side mounted contact block type CAL511 code 1SBN12R111
101560 | CSCN16A3204 | CL Series - CSCN | CSCN16A3204 120 50/60Hz | 1SBL241024R8910 | UA26-30-10RA 110...115V 50Hz / 115...127V 60Hz | Add 1 NO + 1 NC side mounted contact block type CAL511 code 1SBN12R111
101561 | CSCN16A3207 | CL Series - CSCN | CSCN16A3207 240 50/60Hz | 1SBL241024R8810 | UA26-30-10RA 230-240V 50Hz / 240-260V 60Hz | Add 1 NO + 1 NC side mounted contact block type CAL511 code 1SBN12R111
101562 | CSCN20A3011 | CL Series - CSCN | CSCN20A3011 24 50/60Hz | 1SBL241024R8110 | UA26-30-10RA 24V 50Hz / 24V 60Hz | Add 1 NC front mounted contact type CA51 code 1SBN11R11
101563 | CSCN20A3013 | CL Series - CSCN | CSCN20A3013 110-115 50/60Hz | 1SBL241024R8910 | UA26-30-10RA 110...115V 50Hz / 115...127V 60Hz | Use UA26-30-10RA 110...115V 50Hz / 115...127V 60Hz 1SBL241024R8410 for 60Hz applications. Add 1 NC front mounted contact type CA51 code 1SBN11R11
101563 | CSCN20A3013 | CL Series - CSCN | CSCN20A3013 110-115 50/60Hz | 1SBL241024R8410 | UA26-30-10RA 110...115V 50Hz / 115...127V 60Hz | Add 1 NC front mounted contact type CA51 code 1SBN11R11
101564 | CSCN20A3014 | CL Series - CSCN | CSCN20A3014 120 50/60Hz | 1SBL241024R8910 | UA26-30-10RA 110...115V 50Hz / 115...127V 60Hz | Add 1 NC front mounted contact type CA51 code 1SBN11R11
101565 | CSCN20A3017 | CL Series - CSCN | CSCN20A3017 240 50/60Hz | 1SBL241024R8810 | UA26-30-10RA 230-240V 50Hz / 240-260V 60Hz | Add 1 NC front mounted contact type CA51 code 1SBN11R11
101566 | CSCN20A3101 | CL Series - CSCN | CSCN20A3101 24 50/60Hz | 1SBL241024R8110 | UA26-30-10RA 24V 50Hz / 24V 60Hz
101567 | CSCN20A3103 | CL Series - CSCN | CSCN20A3103 110-115 50/60Hz | 1SBL241024R8910 | UA26-30-10RA 110...115V 50Hz / 115...127V 60Hz | Use UA26-30-10RA 110...115V 50Hz / 115...127V 60Hz 1SBL241024R8410 for 60Hz applications
101567 | CSCN20A3103 | CL Series - CSCN | CSCN20A3103 110-115 50/60Hz | 1SBL241024R8410 | UA26-30-10RA 110...115V 50Hz / 115...127V 60Hz
101568 | CSCN20A3104 | CL Series - CSCN | CSCN20A3104 120 50/60Hz | 1SBL241024R8910 | UA26-30-10RA 110...115V 50Hz / 115...127V 60Hz
101569 | CSCN20A3107 | CL Series - CSCN | CSCN20A3107 240 50/60Hz | 1SBL241024R8810 | UA26-30-10RA 230-240V 50Hz / 240-260V 60Hz
101570 | CSCN20A3121 | CL Series - CSCN | CSCN20A3121 24 50/60Hz | 1SBL241024R8110 | UA26-30-10RA 24V 50Hz / 24V 60Hz | Add 1 NO front mounted contact block type CA51 code 1SBN11R11
101571 | CSCN20A3123 | CL Series - CSCN | CSCN20A3123 110-115 50/60Hz | 1SBL241024R8910 | UA26-30-10RA 110...115V 50Hz / 115...127V 60Hz | Use UA26-30-10RA 110...115V 50Hz / 115...127V 60Hz 1SBL241024R8410 for 60Hz applications
101571 | CSCN20A3123 | CL Series - CSCN | CSCN20A3123 110-115 50/60Hz | 1SBL241024R8410 | UA26-30-10RA 110...115V 50Hz / 115...127V 60Hz
101572 | CSCN20A3124 | CL Series - CSCN | CSCN20A3124 120 50/60Hz | 1SBL241024R8910 | UA26-30-10RA 110...115V 50Hz / 115...127V 60Hz | Add 1 NO front mounted contact block type CA51 code 1SBN11R11
101573 | CSCN20A3125 | CL Series - CSCN | CSCN20A3125 220 50/60Hz | 1SBL241024R8010 | UA26-30-10RA 220...230V 50Hz / 230...240V 60Hz | Add 1 NO front mounted contact block type CA51 code 1SBN11R11
101574 | CSCN20A3127 | CL Series - CSCN | CSCN20A3127 240 50/60Hz | 1SBL241024R8810 | UA26-30-10RA 230-240V 50Hz / 240-260V 60Hz | Add 1 NO front mounted contact block type CA51 code 1SBN11R11
101575 | CL07E300MWH | CL Series | CONT 60 AC1,4P,4NO,48-130V 50/60HZ DC | 1SBL387001R1200 | AF65-30-00-12
101576 | CL05E400MWH | CL Series | CONT 110 AC1,4P,4NO,48-130V 50/60HZ DC | 1SBL367201R1200 | AF52-40-00-12 | Use AF80-40-00-12 1SBL397201R1200 for UL general use application higher than 80 A
101576 | CL05E400MWH | CL Series | CONT 110 AC1,4P,4NO,48-130V 50/60HZ DC | 1SBL397201R1200 | AF80-40-00-12
101577 | CL07E400MWH | CL Series | CONT 50 AC3,4P,4NO,48-130V 50/60HZ DC | 1SBL397201R1200 | AF80-40-00-12
101578 | CL05EB00MWH | CL Series | CONT 65 AC3,4P,4NO,48-130V 50/60HZ DC | 1SBL347501R1200 | AF40-22-00-12 | Use AF80-22-00-12 1SBL397501R1200 for AC-1 applications higher than 70A
101578 | CL05EB00MWH | CL Series | CONT 65 AC3,4P,4NO,48-130V 50/60HZ DC | 1SBL397501R1200 | AF80-22-00-12
101579 | CL07EB00MWH | CL Series | CONT 80 AC3,4P,4NO,48-130V 50/60HZ DC | 1SBL397501R1200 | AF80-22-00-12
101581 | CL10E300MWJ | CL Series | 0 | 1SFL427001R1300 | AF116-30-00-13
101582 | CL05E400MWJ | CL Series | CONT 110 AC1,4P,4NO,100-250V 50/60HZ DC | 1SBL367201R1300 | AF52-40-00-13 | Use AF80-40-00-13 1SBL397201R1300 for UL general use application higher than 80 A
101582 | CL05E400MWJ | CL Series | CONT 110 AC1,4P,4NO,100-250V 50/60HZ DC | 1SBL397201R1300 | AF80-40-00-13
101583 | CL07E400MWJ | CL Series | CONT 140 AC1,4P,4NO,100-250V 50/60HZ DC | 1SBL397201R1300 | AF80-40-00-13
101584 | CL09E400MWJ | CL Series | CONT 50 AC3,4P,2NO+2NC,100-250V50/60HZDC | 1SFL427101R1300 | AF116-40-00-13
101585 | CL05EB00MWJ | CL Series | CONT 65 AC3,4P,2NO+2NC,100-250V50/60HZDC | 1SBL347501R1300 | AF40-22-00-13 | Use AF80-22-00-13 1SBL397501R1300 for AC-1 applications higher than 70A
101585 | CL05EB00MWJ | CL Series | CONT 65 AC3,4P,2NO+2NC,100-250V50/60HZDC | 1SBL397501R1300 | AF80-22-00-13
101586 | CL07EB00MWJ | CL Series | CONT 80 AC3,4P,2NO+2NC,100-250V50/60HZDC | 1SBL397501R1300 | AF80-22-00-13
101588 | CL07E300MWU | CL Series | 0 | 1SBL387001R1400 | AF65-30-00-14
101589 | CL08E300MWU | CL Series | CONT 80 AC3,3P,250-500V 50/60HZ DC | 1SBL397001R1400 | AF80-30-00-14
101590 | CSCN20A3211 | CL Series - CSCN | CSCN20A3211 24 50/60Hz | 1SBL241024R8110 | UA26-30-10RA 24V 50Hz / 24V 60Hz | Add 1 NO + 1 NC side mounted contact block type CAL511 code 1SBN12R111
101591 | CSCN20A3213 | CL Series - CSCN | CSCN20A3213 110-115 50/60Hz | 1SBL241024R8910 | UA26-30-10RA 110...115V 50Hz / 115...127V 60Hz | Use UA26-30-10RA 110...115V 50Hz / 115...127V 60Hz 1SBL241024R8410 for 60Hz applications. Add 1 NO + 1 NC side mounted contact block type CAL511 code 1SBN12R111
101591 | CSCN20A3213 | CL Series - CSCN | CSCN20A3213 110-115 50/60Hz | 1SBL241024R8410 | UA26-30-10RA 110...115V 50Hz / 115...127V 60Hz | Add 1 NO + 1 NC side mounted contact block type CAL511 code 1SBN12R111
101592 | CSCN20A3214 | CL Series - CSCN | CSCN20A3214 120 50/60Hz | 1SBL241024R8910 | UA26-30-10RA 110...115V 50Hz / 115...127V 60Hz | Add 1 NO + 1 NC side mounted contact block type CAL511 code 1SBN12R111
101593 | CSCN20A3215 | CL Series - CSCN | CSCN20A3215 220 50/60Hz | 1SBL241024R8010 | UA26-30-10RA 220...230V 50Hz / 230...240V 60Hz | Add 1 NO + 1 NC side mounted contact block type CAL511 code 1SBN12R111
101594 | CSCN20A3217 | CL Series - CSCN | CSCN20A3217 240 50/60Hz | 1SBL241024R8810 | UA26-30-10RA 230-240V 50Hz / 240-260V 60Hz | Add 1 NO + 1 NC side mounted contact block type CAL511 code 1SBN12R111
101595 | CSCN25A3011 | CL Series - CSCN | CSCN25A3011 24 50/60Hz | 1SBL281024R8110 | UA30-30-10RA 24V 50Hz / 24V 60Hz | Add 1 NC front mounted contact type CA51 code 1SBN11R11
101596 | CSCN25A3013 | CL Series - CSCN | CSCN25A3013 110-115 50/60Hz | 1SBL281024R8910 | UA30-30-10RA 110...115V 50Hz / 115...127V 60Hz | Use UA30-30-10RA 110...115V 50Hz / 115...127V 60Hz 1SBL281024R8410 for 60Hz applications. Add 1 NC front mounted contact type CA51 code 1SBN11R11
101596 | CSCN25A3013 | CL Series - CSCN | CSCN25A3013 110-115 50/60Hz | 1SBL281024R8410 | UA30-30-10RA 110...115V 50Hz / 115...127V 60Hz | Add 1 NC front mounted contact type CA51 code 1SBN11R11
101597 | CSCN25A3014 | CL Series - CSCN | CSCN25A3014 120 50/60Hz | 1SBL281024R8910 | UA30-30-10RA 110...115V 50Hz / 115...127V 60Hz | Add 1 NC front mounted contact type CA51 code 1SBN11R11
101598 | CSCN25A3017 | CL Series - CSCN | CSCN25A3017 240 50/60Hz | 1SBL281024R8810 | UA30-30-10RA 230-240V 50Hz / 240-260V 60Hz | Add 1 NC front mounted contact type CA51 code 1SBN11R11
101599 | CSCN25A3101 | CL Series - CSCN | CSCN25A3101 24 50/60Hz | 1SBL281024R8110 | UA30-30-10RA 24V 50Hz / 24V 60Hz
101600 | CSCN25A3103 | CL Series - CSCN | CSCN25A3103 110-115 50/60Hz | 1SBL281024R8910 | UA30-30-10RA 110...115V 50Hz / 115...127V 60Hz | Use UA30-30-10RA 110...115V 50Hz / 115...127V 60Hz 1SBL281024R8410 for 60Hz applications
101600 | CSCN25A3103 | CL Series - CSCN | CSCN25A3103 110-115 50/60Hz | 1SBL281024R8410 | UA30-30-10RA 110...115V 50Hz / 115...127V 60Hz
101601 | CSCN25A3104 | CL Series - CSCN | CSCN25A3104 120 50/60Hz | 1SBL281024R8910 | UA30-30-10RA 110...115V 50Hz / 115...127V 60Hz
101602 | CSCN25A3107 | CL Series - CSCN | CSCN25A3107 240 50/60Hz | 1SBL281024R8810 | UA30-30-10RA 230-240V 50Hz / 240-260V 60Hz
101603 | CSCN25A3121 | CL Series - CSCN | CSCN25A3121 24 50/60Hz | 1SBL281024R8110 | UA30-30-10RA 24V 50Hz / 24V 60Hz | Add 1 NO front mounted contact block type CA51 code 1SBN11R11
101604 | CSCN25A3123 | CL Series - CSCN | CSCN25A3123 110-115 50/60Hz | 1SBL281024R8910 | UA30-30-10RA 110...115V 50Hz / 115...127V 60Hz | Use UA30-30-10RA 110...115V 50Hz / 115...127V 60Hz 1SBL281024R8410 for 60Hz applications. Add 1 NO front mounted contact block type CA51 code 1SBN11R11
101604 | CSCN25A3123 | CL Series - CSCN | CSCN25A3123 110-115 50/60Hz | 1SBL281024R8410 | UA30-30-10RA 110...115V 50Hz / 115...127V 60Hz | Add 1 NO front mounted contact block type CA51 code 1SBN11R11
101605 | CSCN25A3124 | CL Series - CSCN | CSCN25A3124 120 50/60Hz | 1SBL281024R8910 | UA30-30-10RA 110...115V 50Hz / 115...127V 60Hz | Add 1 NO front mounted contact block type CA51 code 1SBN11R11
101606 | CSCN25A3127 | CL Series - CSCN | CSCN25A3127 240 50/60Hz | 1SBL281024R8810 | UA30-30-10RA 230-240V 50Hz / 240-260V 60Hz | Add 1 NO front mounted contact block type CA51 code 1SBN11R11
101607 | CSCN25A3211 | CL Series - CSCN | CSCN25A3211 24 50/60Hz | 1SBL281024R8110 | UA30-30-10RA 24V 50Hz / 24V 60Hz | Add 1 NO + 1 NC side mounted contact block type CAL511 code 1SBN12R111
101608 | CSCN25A3213 | CL Series - CSCN | CSCN25A3213 110-115 50/60Hz | 1SBL281024R8910 | UA30-30-10RA 110...115V 50Hz / 115...127V 60Hz | Use UA30-30-10RA 110...115V 50Hz / 115...127V 60Hz 1SBL281024R8410 for 60Hz applications. Add 1 NO + 1 NC side mounted contact block type CAL511 code 1SBN12R111
101608 | CSCN25A3213 | CL Series - CSCN | CSCN25A3213 110-115 50/60Hz | 1SBL281024R8410 | UA30-30-10RA 110...115V 50Hz / 115...127V 60Hz | Add 1 NO + 1 NC side mounted contact block type CAL511 code 1SBN12R111
101609 | CSCN25A3214 | CL Series - CSCN | CSCN25A3214 120 50/60Hz | 1SBL281024R8910 | UA30-30-10RA 110...115V 50Hz / 115...127V 60Hz | Add 1 NO + 1 NC side mounted contact block type CAL511 code 1SBN12R111
101610 | CSCN25A3217 | CL Series - CSCN | CSCN25A3217 240 50/60Hz | 1SBL281024R8810 | UA30-30-10RA 230-240V 50Hz / 240-260V 60Hz | Add 1 NO + 1 NC side mounted contact block type CAL511 code 1SBN12R111
101630 | CL09E300MWU | CL Series | CONT 95 AC3,3P,250-500V 50/60HZ DC | 1SBL407001R1400 | AF96-30-00-14
101683 | RL4RA004R3 | CL Series - RELAY | RL4RA004R3 110-115 50/60Hz | 1SBH136060R2344 | NFZB44ERT-23
101684 | RL4RA004R4 | CL Series - RELAY | RL4RA004R4 120 50/60Hz | 1SBH136060R2344 | NFZB44ERT-23
101685 | RL4RA004R7 | CL Series - RELAY | RL4RA004R7 240 50/60Hz | 1SBH136060R2344 | NFZB44ERT-23
101686 | RL4RA004T9 | CL Series - RELAY | RL4RA004T9 48 50/60Hz | 1SBH137001R1144 | NF44E-11 | NF44 is 2stack with 4NO+4NC
101687 | RL4RA022R4 | CL Series - RELAY | RL4RA022R4 120 50/60Hz | 1SBH136060R2322 | NFZB22ERT-23
101688 | RL4RA022R7 | CL Series - RELAY | RL4RA022R7 240 50/60Hz | 1SBH136060R2322 | NFZB22ERT-23
101689 | RL4RA031R4 | CL Series - RELAY | RL4RA031R4 120 50/60Hz | 1SBH136060R2331 | NFZB31ERT-23
101690 | RL4RA031R7 | CL Series - RELAY | RL4RA031R7 240 50/60Hz | 1SBH136060R2331 | NFZB31ERT-23
101691 | RL4RA040R4 | CL Series - RELAY | RL4RA040R4 120 50/60Hz | 1SBH136060R2340 | NFZB40ERT-23
101692 | RL4RA040R7 | CL Series - RELAY | RL4RA040R7 240 50/60Hz | 1SBH136060R2340 | NFZB40ERT-23
101693 | RL4RA040T9 | CL Series - RELAY | RL4RA040T9 48 50/60Hz | 1SBH137001R1140 | NF40E-11
101702 | CSCN12A3026 | CL Series - CSCN | CSCN12A3026 CONT.COND. 230V50-60Hz | 1SBL181024R8010 | UA16-30-10RA 220...230V 50Hz / 230...240V 60Hz | Add 1 NO + 1 NC side mounted contact block type CAL511 code 1SBN12R111
101703 | CSCN16A3026 | CL Series - CSCN | CSCN16A3026 CONT.COND. 230V50-60Hz | 1SBL241024R8010 | UA26-30-10RA 220...230V 50Hz / 230...240V 60Hz | Add 1 NO + 1 NC side mounted contact block type CAL511 code 1SBN12R111
101705 | CL10E300MWU | CL Series | CONT 105 AC3,3P,250-500V 50/60HZ DC | 1SFL427001R1400 | AF116-30-00-14
101706 | CL05E400MWU | CL Series | CONT 90 AC1,4P,4NO,250-500V 50/60HZ DC | 1SBL367201R1400 | AF52-40-00-14 | Use AF80-40-00-14 1SBL397201R1400 for UL general use application higher than 80 A
101706 | CL05E400MWU | CL Series | CONT 90 AC1,4P,4NO,250-500V 50/60HZ DC | 1SBL397201R1400 | AF80-40-00-14
101718 | CL07E400MWU | CL Series | CONT 110 AC1,4P,4NO,250-500V 50/60HZ DC | 1SBL397201R1400 | AF80-40-00-14
101783 | CL09E400MWU | CL Series | CONT 140 AC1,4P,4NO,250-500V 50/60HZ DC | 1SFL427101R1400 | AF116-40-00-14
101786 | CL05EB00MWU | CL Series | CONT 50 AC3,4P,2NO+2NC,250-500V50/60HZDC | 1SBL347501R1400 | AF40-22-00-14 | Use AF80-22-00-14 1SBL397501R1400 for AC-1 applications higher than 70A
101786 | CL05EB00MWU | CL Series | CONT 50 AC3,4P,2NO+2NC,250-500V50/60HZDC | 1SBL397501R1400 | AF80-22-00-14
101812 | CL07EB00MWU | CL Series | CONT 65 AC3,4P,2NO+2NC,250-500V50/60HZDC | 1SBL397501R1400 | AF80-22-00-14
101866 | RE1D | RE Series | RE E.O.R. 0,1A-0,5A Frame 1 for EC09..EC40 & CL00..CL05 contactors | 1SAX121001R1101 | EF19-0.32
101867 | RE1H | RE Series | RE E.O.R. 0,4A-2A Frame 1 for EC09..EC40 & CL00..CL05 contactors | 1SAX121001R1102 | EF19-1.0
101868 | RE1K | RE Series | RE E.O.R. 1A-5A Frame 1 for EC09..EC40 & CL00..CL05 contactors | 1SAX121001R1103 | EF19-2.7
101869 | RE1M | RE Series | RE E.O.R. 1,6A-8A Frame 1 for EC09..EC40 & CL00..CL05 contactors | 1SAX121001R1104 | EF19-6.3
101870 | RE1S | RE Series | RE E.O.R. 6,4A-32A Frame 1 for EC09..EC40 & CL00..CL05 contactors | 1SAX121001R1105 | EF19-18.9
101871 | RE1W | RE Series | RE E.O.R. 9A-45A Frame 1 for EC09..EC40 & CL00..CL05 contactors | 1SAX221001R1101 | EF45-30
101872 | RE2H | RE Series | RE E.O.R. 15A-75A Frame 2 for EF50..EF105 & CL07..CL10 contactors | 1SAX331001R1102 | EF65-56 | Check Imin, if lower I min needed than use samller TOL attention cross section is small
101873 | RE2M | RE Series | RE E.O.R. 22A-110A Frame 2 for EF50..EF105 & CL07..CL10 contactors | 1SAX341001R1101 | EF96-100 | Check Imin, if lower I min needed than use samller TOL attention cross section is small
101874 | RE3E | RE Series | RE E.O.R. 30A-150A Frame 3 for CK75 & CK08 contactors | 1SAX351001R1101 | EF146-150 | Check Imin, if lower I min needed than use samller TOL attention cross section is small
101970 | GPS1BHAF-RB | Surion | GPS1BHAF-RB INT. T+M PROT. 1-1,6 (R.T.C. | Look comments | Look comments | Review Application, ring tongue terminal for transportation
101971 | GPS1BHAF-R | Surion | GPS1BHAF-R INT. T+M PROT. 1-1,6 (R.T.C. | Look comments | Look comments | Review Application, ring tongue terminal for transportation
101973 | GPS1BHAH-R | Surion | GPS1BHAH-R INT. T+M PROT. 2,5-4 (R.T.C.) | Look comments | Look comments | Review Application, ring tongue terminal for transportation
101974 | GPS1BHAJ-R | Surion | GPS1BHAJ-R INT. T+M PROT. 4-6,3 (R.T.C. | Look comments | Look comments | Review Application, ring tongue terminal for transportation
101975 | GPS2BHAK-R | Surion | GPS2BHAK-R INT. T+M PROT. 6-10 (R.T.C.) | Look comments | Look comments | Review Application, ring tongue terminal for transportation
101976 | GPS2BHAM-R | Surion | GPS2BHAM-R INT. T+M PROT. 11-16 (R.T.C.) | Look comments | Look comments | Review Application, ring tongue terminal for transportation
101977 | GPS2BHAP-R | Surion | GPS2BHAP-R INT. T+M PROT. 19-25 (R.T.C.) | Look comments | Look comments | Review Application, ring tongue terminal for transportation
101978 | GPS2BHAS-R | Surion | GPS2BHAS-R INT. T+M PROT. 28-40 (R.T.C. | Look comments | Look comments | Review Application, ring tongue terminal for transportation
101979 | GPS2BHAT-R | Surion | GPS2BHAT-R INT. T+M PROT. 35-50 (R.T.C.) | Look comments | Look comments | Review Application, ring tongue terminal for transportation
101980 | GPS2BHAU-R | Surion | GPS2BHAU-R INT. T+M PROT. 45-63 (R.T.C.) | Look comments | Look comments | Review Application, ring tongue terminal for transportation
101987 | GPS1BHAH-RB | Surion | GPS1BHAH-RB INT. T+M PROT. 2,5-4 (R.T.C. | Look comments | Look comments | Review Application, ring tongue terminal for transportation
101988 | GPS1BHAJ-RB | Surion | GPS1BHAJ-RB INT. T+M PROT. 6-10 (R.T.C.) | Look comments | Look comments | Review Application, ring tongue terminal for transportation
101989 | GPS2BHAL-R | Surion | GPS2BHAL-R INT. T+M PROT. 9-13 (R.T.C.) | Look comments | Look comments | Review Application, ring tongue terminal for transportation
101991 | GPS2BHAR-R | Surion | GPS2BHAR-R INT. T+M PROT. 24-32 (R.T.C.) | Look comments | Look comments | Review Application, ring tongue terminal for transportation
101992 | GPS1RTC | Surion | COVER RING TERMINAL GPS1 | Look comments | Look comments | Ask GPM… Active product with no sales in EPIS 2017 and 2018
101993 | GPS2RTC | Surion | COVER RING TERMINAL GPS2 | Look comments | Look comments | Ask GPM… Active product with no sales in EPIS 2017 and 2018
102108 | 910-302-023-54 | AEG Contactors | LS07.01 (42V 50/60Hz) | GJL1211001R0012 | B6-30-01-02
102163 | CL01A310G5 | AEG Contactors | CONT. 3P 220V 50/60Hz AEG | 1SBL157001R1310 | AF12-30-10-13
102393 | MB0A8GMP | AEG Contactors | 910-390-130-53 C130-53 440V50-60Hz | Look comments | Look comments | No Coil Spare part available
102502 | CL01D310RWE-RAIL | CL Series | CL01D310RWE Special Rail | 1SBL156060R2110 | AF12ZB-30-10RT-21
102503 | CL01D301RWE-RAIL | CL Series | CL01D301RWE Special Rail | 1SBL156060R2101 | AF12ZB-30-01RT-21
102504 | CL02D301RWE-RAIL | CL Series | CL02D301RWE SPECIAL RAIL | 1SBL176060R2101 | AF16ZB-30-01RT-21
102505 | CL04D310RWED-RAIL | CL Series | CL04D310RWED Special Rail | 1SBL276060R2100 | AF30ZB-30-00RT-21
102625 | GPAULRAA11 | Surion | 102625 - GPAULRAA11 U/V rght 100V50 100/ | Look comments | Look comments | ABB has no UA with integrated lead auxcontacts, propose to use UA1+HK1L (UA1 = left mount; HK1L = right mount)
103241 | WKLE02 | CL Series | WKLE02 CONEX.LE25S-T CON ENCL.MEC | 1SBN081313R2000 | BEY16-4
103247 | WLSD | CL Series | WLSD PLACA DE ARR. ESTRELLA-TRIANGULO | Look comments | Look comments | No Need
103540 | MT03RA | MTO Series | MTO T.O.R. 0,11A-0,17A Ring terminal for MC contactors | Look comments | Look comments | Ring tongue. Check application. Contact GPM Before conversion. Modification on MC* Base Ongoing
103541 | MT03RB | MTO Series | MTO T.O.R. 0,17A-0,26A Ring terminal for MC contactors | Look comments | Look comments | Ring tongue. Check application. Contact GPM Before conversion. Modification on MC* Base Ongoing
103542 | MT03RC | MTO Series | MTO T.O.R. 0,26A-0,43A Ring terminal for MC contactors | Look comments | Look comments | Ring tongue. Check application. Contact GPM Before conversion. Modification on MC* Base Ongoing
103543 | MT03RD | MTO Series | MTO T.O.R. 0,43A-0,65A Ring terminal for MC contactors | Look comments | Look comments | Ring tongue. Check application. Contact GPM Before conversion. Modification on MC* Base Ongoing
103544 | MT03RE | MTO Series | MTO T.O.R. 0,65A-1A Ring terminal for MC contactors | Look comments | Look comments | Ring tongue. Check application. Contact GPM Before conversion. Modification on MC* Base Ongoing
103545 | MT03RF | MTO Series | MTO T.O.R. 0,85A-1,3A Ring terminal for MC contactors | Look comments | Look comments | Ring tongue. Check application. Contact GPM Before conversion. Modification on MC* Base Ongoing
103546 | MT03RG | MTO Series | MTO T.O.R. 1,1A-1,6A Ring terminal for MC contactors | Look comments | Look comments | Ring tongue. Check application. Contact GPM Before conversion. Modification on MC* Base Ongoing
103547 | MT03RH | MTO Series | MTO T.O.R. 1,35A-2A Ring terminal for MC contactors | Look comments | Look comments | Ring tongue. Check application. Contact GPM Before conversion. Modification on MC* Base Ongoing
103548 | MT03RI | MTO Series | MTO T.O.R. 1,7A-2,4A Ring terminal for MC contactors | Look comments | Look comments | Ring tongue. Check application. Contact GPM Before conversion. Modification on MC* Base Ongoing
103549 | MT03RJ | MTO Series | MTO T.O.R. 2,2A-3,2A Ring terminal for MC contactors | Look comments | Look comments | Ring tongue. Check application. Contact GPM Before conversion. Modification on MC* Base Ongoing
103550 | MT03RK | MTO Series | MTO T.O.R. 3A-4,7A Ring terminal for MC contactors | Look comments | Look comments | Ring tongue. Check application. Contact GPM Before conversion. Modification on MC* Base Ongoing
103551 | MT03RL | MTO Series | MTO T.O.R. 4A-6,3A Ring terminal for MC contactors | Look comments | Look comments | Ring tongue. Check application. Contact GPM Before conversion. Modification on MC* Base Ongoing
103552 | MT03RM | MTO Series | MTO T.O.R. 5,5A-8A Ring terminal for MC contactors | Look comments | Look comments | Ring tongue. Check application. Contact GPM Before conversion. Modification on MC* Base Ongoing
103553 | MT03RN | MTO Series | MTO T.O.R. 7,5A-10,5A Ring terminal for MC contactors | Look comments | Look comments | Ring tongue. Check application. Contact GPM Before conversion. Modification on MC* Base Ongoing
103554 | MT03RP | MTO Series | MTO T.O.R. 10A-14A Ring terminal for MC contactors | Look comments | Look comments | Ring tongue. Check application. Contact GPM Before conversion. Modification on MC* Base Ongoing
103602 | CL06A300R5 | CL Series | CL06A300R5 CONT.R.T.C. 220V50-60 | 1SBL357010R7000 | AF50-30-00RT 100...250 V AC/DC (coil 70)
103606 | CL08A300RN | CL Series | CL08A300RN CONT.R.T.C.220-230V50 277V60 | 1SBL417010R7000 | AF75-30-00RT | AF45…AF75 range cannot be selected as no 277 V 60Hz coil control voltage available
103608 | CL08A300R5 | CL Series | CL08A300R5 CONT.R.T.C. 220V50-60 | 1SBL417010R7000 | AF75-30-00RT 100...250 V AC/DC (coil 70)
103609 | CL06D300MWB | CL Series | CL06D300MWB CONT. 12V DC +/-30% | Look comments | Look comments | Product Gap. 12VDC Coil
103610 | CL06D300MWD | CL Series | CL06D300MWD CONT. 24V DC +/-30% | 1SBL367001R1100 | AF52-30-00-11
103611 | CL06D300MWE | CL Series | CL06D300MWE CONT. 33V DC +/-30% | 1SBL367001R1100 | AF52-30-00-11
103612 | CL06D300MWG | CL Series | CL06D300MWG CONT. 48V DC +/-30% | 1SBL367001R1100 | AF52-30-00-11
103613 | CL06D300MWI | CL Series | CL06D300MWI CONT. 72V DC +/-30% | 1SBL367001R1200 | AF52-30-00-12
103614 | CL06D300MWJ | CL Series | CL06D300MWJ CONT. 110V DC +/-30% | 1SBL367001R1200 | AF52-30-00-12
103615 | CL06D300MWN | CL Series | CL06D300MWN CONT. 220V DC +/-30% | 1SBL367001R1300 | AF52-30-00-13
103623 | CL10A300RN | CL Series | CL10A300RN CONT.R.T.C.220-230V50 277V60 | 1SFL427062R1322 | AF116B-30-22RT-13 | Use AF116B-30-22RT-14 1SFL427062R1422 for 277V 60Hz control voltage
103623 | CL10A300RN | CL Series | CL10A300RN CONT.R.T.C.220-230V50 277V60 | 1SFL427062R1422 | AF116B-30-22RT-14
103628 | CL25A300RN | CL Series | CONT 3P 25A COIL 220V50HZ | 1SBL236060R2300 | AF26ZB-30-00RT-23 | Use AF26B-30-00RT-14 1SBL237060R1400 for 277V 60Hz control voltage
103628 | CL25A300RN | CL Series | CONT 3P 25A COIL 220V50HZ | 1SBL237060R1400 | AF26B-30-00RT-14
103629 | CL25A300RU | CL Series | CONT 3P 25A COIL 380V50HZ | 1SBL237060R1400 | AF26B-30-00RT-14
103630 | CL25A300R5 | CL Series | CONT 3P 25A COIL 220V50/60HZ | 1SBL236060R2300 | AF26ZB-30-00RT-23
103637 | CL03A310R5 | CL Series | CL03A310R5 CONT.R.T.C. 220V50-60 | 1SBL236060R2300 | AF26ZB-30-00RT-23
103652 | CL04A301RN | CL Series | CL04A301RN CONT.R.T.C.220-230V50 277V60 | 1SBL276060R2300 | AF30ZB-30-00RT-23 | Use AF30B-30-00RT-14 1SBL277060R1400 for 277V 60Hz control voltage
103652 | CL04A301RN | CL Series | CL04A301RN CONT.R.T.C.220-230V50 277V60 | 1SBL277060R1400 | AF30B-30-00RT-14
103654 | CL04A301R5 | CL Series | CL04A301R5 CONT.R.T.C. 220V50-60 | 1SBL276060R2300 | AF30ZB-30-00RT-23
103657 | CL45A300RN | CL Series | CL45A300RN CONT.R.T.C.220-230V50 277V60 | 1SBL276060R2300 | AF30ZB-30-00RT-23 | Use AF38B-30-00RT-14 1SBL297060R1400 for 277V 60Hz control voltage
103657 | CL45A300RN | CL Series | CL45A300RN CONT.R.T.C.220-230V50 277V60 | 1SBL297060R1400 | AF38B-30-00RT-14
103659 | CL45A300R5 | CL Series | CL45A300R5 CONT.R.T.C. 220V50-60 | 1SBL296060R2300 | AF38ZB-30-00RT-23
103660 | CL05A400R1 | CL Series | CL05A400R1 CONT.R.T.C. 24V50-60 | Look comments | Look comments | Review Application, ring terminal AF45…AF75 range cannot be selected as no 24 V 50/60Hz coil control voltage available
103661 | CL05A400R5 | CL Series | CL05A400R5 CONT.R.T.C. 220V50-60 | 1SBL337210R7000 | AF45-40-00RT 100...250 V AC/DC (coil 70)
103662 | CL07A400R1 | CL Series | CL07A400R1 CONT.R.T.C. 24V50-60 | Look comments | Look comments | Review Application, ring terminal AF45…AF75 range cannot be selected as no 24 V 50/60Hz coil control voltage available
103663 | CL07A400R5 | CL Series | CL07A400R5 CONT.R.T.C. 220V50-60 | 1SBL417210R7000 | AF75-40-00RT 100...250 V AC/DC (coil 70)
103664 | CL09A400R1 | CL Series | CL09A400R1 CONT.R.T.C. 24V50-60 | Look comments | Look comments | Review Application, ring terminal AF45…AF75 range cannot be selected as no 24 V 50/60Hz coil control voltage available
103665 | CL09A400R5 | CL Series | CL09A400R5 CONT.R.T.C. 220V50-60 | 1SFL427062R1322 | AF116B-40-22RT-13
103666 | CL07D300MWB | CL Series | CL07D300MWB CONT 3P 65A 12V DC COIL WT | Look comments | Look comments | Product Gap. 12VDC Coil
103667 | CL07D300MWD | CL Series | CL Contactor 65A AC-3 3P 24V DC WVR | 1SBL387001R1100 | AF65-30-00-11
103668 | CL07D300MWE | CL Series | CL Contactor 65A AC-3 3P 36V DC WVR | 1SBL387001R1100 | AF65-30-00-11
103669 | CL07D300MWG | CL Series | CL Contactor 65A AC-3 3P 48V DC WVR | 1SBL387001R1100 | AF65-30-00-11
103670 | CL07D300MWI | CL Series | CL Contactor 65A AC-3 3P 72V DC WVR | 1SBL387001R1200 | AF65-30-00-12
103671 | CL07D300MWJ | CL Series | CL Contactor 65A AC-3 3P 110V DC WVR | 1SBL387001R1200 | AF65-30-00-12
103672 | CL07D300MWN | CL Series | CL Contactor 65A AC-3 3P 220V DC WVR | 1SBL387001R1300 | AF65-30-00-13
103674 | CL08D300MWD | CL Series | CL Contactor 80A AC-3 3P 24V DC WVR | 1SBL397001R1100 | AF80-30-00-11
103675 | CL08D300MWE | CL Series | CL Contactor 80A AC-3 3P 36V DC WVR | 1SBL397001R1100 | AF80-30-00-11
103676 | CL08D300MWG | CL Series | CL Contactor 80A AC-3 3P 48V DC WVR | 1SBL397001R1100 | AF80-30-00-11
103677 | CL08D300MWI | CL Series | CL Contactor 80A AC-3 3P 72V DC WVR | 1SBL397001R1200 | AF80-30-00-12
103678 | CL08D300MWJ | CL Series | CL Contactor 80A AC-3 3P 110V DC WVR | 1SBL397001R1200 | AF80-30-00-12
103679 | CL08D300MWN | CL Series | CL Contactor 80A AC-3 3P 220V DC WVR | 1SBL397001R1300 | AF80-30-00-13
103681 | CL09D300MWD | CL Series | CL Contactor 95A AC-3 3P 24V DC WVR | 1SBL407001R1100 | AF96-30-00-11
103682 | CL09D300MWE | CL Series | CL Contactor 95A AC-3 3P 36V DC WVR | 1SBL407001R1100 | AF96-30-00-11
103683 | CL09D300MWG | CL Series | CL Contactor 95A AC-3 3P 48V DC WVR | 1SBL407001R1100 | AF96-30-00-11
103684 | CL09D300MWI | CL Series | CL Contactor 95A AC-3 3P 72V DC WVR | 1SBL407001R1200 | AF96-30-00-12
103685 | CL09D300MWJ | CL Series | CL Contactor 95A AC-3 3P 110V DC WVR | 1SBL407001R1200 | AF96-30-00-12
103686 | CL09D300MWN | CL Series | CL Contactor 95A AC-3 3P 220V DC WVR | 1SBL407001R1300 | AF96-30-00-13
103688 | CL10D300MWD | CL Series | CL Contactor 105A AC-3 3P 24V DC WVR | 1SFL427001R1100 | AF116-30-00-11
103689 | CL10D300MWE | CL Series | CL Contactor 105A AC-3 3P 36V DC WVR | 1SFL427001R1100 | AF116-30-00-11
103690 | CL10D300MWG | CL Series | CL Contactor 105A AC-3 3P 48V DC WVR | 1SFL427001R1100 | AF116-30-00-11
103691 | CL10D300MWI | CL Series | CL Contactor 105A AC-3 3P 72V DC WVR | 1SFL427001R1200 | AF116-30-00-12
103692 | CL10D300MWJ | CL Series | CL Contactor 105A AC-3 3P 110V DC WVR | 1SFL427001R1200 | AF116-30-00-12
103693 | CL10D300MWN | CL Series | CL Contactor 105A AC-3 3P 220V DC WVR | 1SFL427001R1300 | AF116-30-00-13
103694 | CL05D400MWE | CL Series | CL Contactor 90A AC-1 4P 33V DC WVR | 1SBL367201R1100 | AF52-40-00-11 | Use AF80-40-00-11 1SBL397201R1100 for UL general use application higher than 80 A
103694 | CL05D400MWE | CL Series | CL Contactor 90A AC-1 4P 33V DC WVR | 1SBL397201R1100 | AF80-40-00-11
103695 | CL05D400MWJ | CL Series | CL Contactor 90A AC-1 4P 110V DC WVR | 1SBL367201R1200 | AF52-40-00-12 | Use AF80-40-00-12 1SBL397201R1200 for UL general use application higher than 80 A
103695 | CL05D400MWJ | CL Series | CL Contactor 90A AC-1 4P 110V DC WVR | 1SBL397201R1200 | AF80-40-00-12
103696 | CL07D400MWE | CL Series | CL Contactor 110A AC-1 4P 33V DC WVR | 1SBL397201R1100 | AF80-40-00-11
103697 | CL07D400MWJ | CL Series | CL Contactor 110A AC-1 4P 110V DC WVR | 1SBL397201R1200 | AF80-40-00-12
103698 | CL09D400MWE | CL Series | CL Contactor 140A AC-1 4P 33V DC WVR | 1SFL427101R1100 | AF116-40-00-11
103699 | CL09D400MWJ | CL Series | CL Contactor 140A AC-1 4P 110V DC WVR | 1SFL427101R1200 | AF116-40-00-12
103700 | CL25D300RWD | CL Series | Cont.série CL 11kW 24V CC ring | 1SBL236060R2100 | AF26ZB-30-00RT-21
103701 | CL00A310T1-M-MP | CL Series | SPECIAL CONT. 9A AC3,24V 50/60HZ | Look comments | Look comments | IEC60335. Contact GPM
103703 | CL03A300T1-M-MP | CL Series | SPECIAL CONT. 25A AC3,24V 50/60HZ | Look comments | Look comments | IEC60335. Contact GPM
103704 | CL03D310RWD | CL Series | CL03D310RWD CONT.R.T.C. 24V DC +/-30% | 1SBL236060R2100 | AF26ZB-30-00RT-21
103705 | CL03D310RWE | CL Series | CL03D310RWE CONT.R.T.C. 33V DC +/-30% | 1SBL236060R2100 | AF26ZB-30-00RT-21
103706 | CL03D310RWJ | CL Series | CL03D310RWJ CONT.R.T.C. 110V DC +/-30% | 1SBL236060R2300 | AF26ZB-30-00RT-23
103707 | CL03D310RWN | CL Series | CL03D310RWN CONT.R.T.C. 220V DC +/-30% | 1SBL236060R2300 | AF26ZB-30-00RT-23
103708 | CL04D310RWD | CL Series | CL Cont 32A 3P 1NO, coil 24Vdc WR, Ring | 1SBL276060R2100 | AF30ZB-30-00RT-21
103709 | CL04D310RWE | CL Series | CL CONT 32A 3P 1NO RING 33V DC +/-30% | 1SBL276060R2100 | AF30ZB-30-00RT-21
103710 | CL04D310RWJ | CL Series | CL04D310RWJ CONT.R.T.C. 110V DC +/-30% | 1SBL276060R2200 | AF30ZB-30-00RT-22
103711 | CL04D310RWN | CL Series | CL04D310RWN CONT.R.T.C. 220V DC +/-30% | 1SBL276060R2300 | AF30ZB-30-00RT-23
103712 | CL03D301RWE | CL Series | CL03D301RWE CONT.R.T.C. 33V DC +/-30% | 1SBL236060R2100 | AF26ZB-30-00RT-21
103713 | CL03D301RWJ | CL Series | CL03D301RWJ CONT.R.T.C. 110V DC +/-30% | 1SBL236060R2300 | AF26ZB-30-00RT-23
103714 | CL03D301RWN | CL Series | CL03D301RWN CONT.R.T.C. 220V DC +/-30% | 1SBL236060R2300 | AF26ZB-30-00RT-23
103715 | CL04D301RWE | CL Series | CL04D301RWE CONT.R.T.C. 33V DC +/-30% | 1SBL276060R2100 | AF30ZB-30-00RT-21
103716 | CL04D301RWJ | CL Series | CL04D301RWJ CONT.R.T.C. 110V DC +/-30% | 1SBL276060R2200 | AF30ZB-30-00RT-22
103717 | CL04D301RWN | CL Series | CL04D301RWN CONT.R.T.C. 220V DC +/-30% | 1SBL276060R2300 | AF30ZB-30-00RT-23
103718 | CL45D300RWD | CL Series | CL45D300RWD CONT.R.T.C. 24V DC +/-30% | 1SBL296060R2100 | AF38ZB-30-00RT-21
103719 | CL45D300RWE | CL Series | CL45D300RWE CONT.R.T.C. 33V DC +/-30% | 1SBL296060R2100 | AF38ZB-30-00RT-21
103720 | CL45D300RWJ | CL Series | CL45D300RWJ CONT.R.T.C. 110V DC +/-30% | 1SBL296060R2300 | AF38ZB-30-00RT-23
103721 | CL45D300RWN | CL Series | CL45D300RWN CONT.R.T.C. 220V DC +/-30% | 1SBL296060R2300 | AF38ZB-30-00RT-23
103722 | CL05D400RWE | CL Series | CL05D400RWE CONT.R.T.C. 33V DC +/-30% | 1SBL337210R7200 | AF45-40-00RT 20...60 V DC (coil 72)
103723 | CL05D400RWJ | CL Series | CL05D400RWJ CONT.R.T.C. 110V DC +/-30% | 1SBL337210R6900 | AF45-40-00RT 48...130 V AC/DC (coil 69)
103725 | CL07D400RWE | CL Series | CL07D400RWE CONT.R.T.C. 33V DC +/-30% | 1SBL417210R7200 | AF75-40-00RT 20...60 V DC (coil 72)
103726 | CL07D400RWJ | CL Series | CL07D400RWJ CONT.R.T.C. 110V DC +/-30% | 1SBL417210R6900 | AF75-40-00RT 48...130 V AC/DC (coil 69)
103727 | CL09D400RWE | CL Series | CL09D400RWE CONT.R.T.C. 33V DC +/-30% | 1SFL427262R1122 | AF116B-40-22RT-11
103728 | CL09D400RWJ | CL Series | CL09D400RWJ CONT.R.T.C. 110V DC +/-30% | 1SFL427262R1222 | AF116B-40-22RT-12
103731 | LR3AN | CL Series | LR3AN BOB.R.T.C. 220-230V50 277V60 | Look comments | Look comments | No Coil Spare part available
103732 | LR3DWD | CL Series | LR3DWD BOBINA R.T.C. 24V DC +/-30% | Look comments | Look comments | No Coil Spare part available
103733 | LR3DWE | CL Series | LR3DWE BOBINA R.T.C. 33V DC +/-30% | Look comments | Look comments | No Coil Spare part available
103734 | LR3DWJ | CL Series | LR3DWJ BOBINA R.T.C. 110V DC +/-30% | Look comments | Look comments | No Coil Spare part available
103735 | LR3DWN | CL Series | LR3DWN BOBINA R.T.C. 220V DC +/-30% | Look comments | Look comments | No Coil Spare part available
103738 | LR4AN | CL Series | LR4AN BOBINA R.T.C. 230-220V50 277V60 | Look comments | Look comments | No Coil Spare part available
103739 | LR4DWD | CL Series | LR4DWD BOBINA R.T.C. 24V DC +/-30% | Look comments | Look comments | No Coil Spare part available
103740 | LR4DWE | CL Series | LR4DWE BOBINA R.T.C. 33V DC +/-30% | Look comments | Look comments | No Coil Spare part available
103741 | LR4DWJ | CL Series | LR4DWJ BOBINA R.T.C. 110V DC +/-30% | Look comments | Look comments | No Coil Spare part available
103742 | LR4DWN | CL Series | LR4DWN BOBINA R.T.C. 220V DC +/-30% | Look comments | Look comments | No Coil Spare part available
103744 | LB4DWD | CL Series | CL Spare part coil 24V DC WVR (CL05...CL10) | Look comments | Look comments | No Coil Spare part available
103745 | LB4DWE | CL Series | CL Spare part coil 33V DC WVR (CL05...CL10) | Look comments | Look comments | No Coil Spare part available
103746 | LB4DWJ | CL Series | CL Spare part coil 110V DC WVR (CL05...CL10) | Look comments | Look comments | No Coil Spare part available
103747 | PTPCK75 | CK Series | CK Pole terminal protector for CK75C... CK08C 1 pole IPXXB | 1SFN124203R1000 | LT140-30L
103748 | PTPCK95 | CK Series | CK Pole terminal protector for CK85B... CK95B 1 pole IPXXB | 1SFN124801R1000 | LT205-30L | Use LT370-30C 1SFN125401R1000 for AF265 ... AF370 contactors with cable clamps
103748 | PTPCK95 | CK Series | CK Pole terminal protector for CK85B... CK95B 1 pole IPXXB | 1SFN125401R1000 | LT370-30C
103749 | PTPCK11 | CK Series | CK Pole terminal protector for CK10C... CK12B 1 pole IPXXB | 1SFN125701R1000 | LT460-AC
103755 | CL06D300GWJ | AEG Contactors | 910-304-336-WJ LS 22K.00 110V DC | 1SBL367001R1200 | AF52-30-00-12
103756 | CL06D300GWN | AEG Contactors | 910-304-336-WN LS 22K.00 220V DC | 1SBL367001R1300 | AF52-30-00-13
103757 | CL07D300GWB | AEG Contactors | 910-304-356-WB LS 30K.00 12V DC | Look comments | Look comments | Product Gap. 12VDC Coil
103758 | CL07D300GWD | AEG Contactors | 910-304-356-WD LS 30K.00 24V DC | 1SBL387001R1100 | AF65-30-00-11
103768 | CL08D300GWI | AEG Contactors | 910-304-386-WI LS 37K.00 72V DC | 1SBL397001R1200 | AF80-30-00-12
103769 | CL08D300GWJ | AEG Contactors | 910-304-386-WJ LS 37K.00 110V DC | 1SBL397001R1200 | AF80-30-00-12
103777 | CL09D300GWN | AEG Contactors | 910-304-406-WN LS 45K.00 220V DC | 1SBL407001R1300 | AF96-30-00-13
103784 | CL10D300GWN | AEG Contactors | 910-304-436-WN LS 55K.00 220V DC | 1SFL427001R1300 | AF116-30-00-13
103796 | LB4DWI | CL Series | CL Spare part coil 72V DC WVR (CL05...CL10) | Look comments | Look comments | No Coil Spare part available
103797 | LB4DWN | CL Series | CL Spare part coil 220V DC WVR (CL05...CL10) | Look comments | Look comments | No Coil Spare part available
103802 | CL05D400MWD | CL Series | CL Contactor 90A AC-1 4P 24V DC WVR | 1SBL367201R1100 | AF52-40-00-11 | Use AF80-40-00-11 1SBL397201R1100 for UL general use application higher than 80 A
103802 | CL05D400MWD | CL Series | CL Contactor 90A AC-1 4P 24V DC WVR | 1SBL397201R1100 | AF80-40-00-11
103803 | CL07D400MWD | CL Series | CL Contactor 110A AC-1 4P 24V DC WVR | 1SBL397201R1100 | AF80-40-00-11
103804 | CL09D400MWD | CL Series | CL Contactor 140A AC-1 4P 24V DC WVR | 1SFL427101R1100 | AF116-40-00-11
103807 | CL09D400GWD | AEG Contactors | 910-304-414-WD LS 45K-4.00 24V DC | 1SFL427101R1100 | AF116-40-00-11
103811 | CL05D400RWD | CL Series | CL05D400RWD CONT.R.T.C. 24V DC +/-30% | 1SBL337210R7200 | AF45-40-00RT 20...60 V DC (coil 72)
103812 | CL06D300RWD | CL Series | CL06D300RWD CONT. R.T.C. 24V DC +/-30% | 1SBL357010R7200 | AF50-30-00RT 20...60 V DC (coil 72)
103813 | CL06D300RWE | CL Series | CL06D300RWE CONT. R.T.C. 33V DC +/-30% | 1SBL357010R7200 | AF50-30-00RT 20...60 V DC (coil 72)
103814 | CL06D300RWJ | CL Series | CL06D300RWJ CONT. R.T.C. 110V DC +/-30% | 1SBL357010R6900 | AF50-30-00RT 48...130 V AC/DC (coil 69)
103815 | CL08D300RWD | CL Series | CL08D300RWD CONT. R.T.C. 24V DC +/-30% | 1SBL417010R7200 | AF75-30-00RT 20...60 V DC (coil 72)
103816 | CL08D300RWE | CL Series | CL08D300RWE CONT. R.T.C. 33V DC +/-30% | 1SBL417010R7200 | AF75-30-00RT 20...60 V DC (coil 72)
103817 | CL08D300RWJ | CL Series | CL08D300RWJ CONT. R.T.C. 110V DC +/-30% | 1SBL417010R6900 | AF75-30-00RT 48...130 V AC/DC (coil 69)
103820 | CL09D300RWD | CL Series | CL09D300RWD CONT. R.T.C. 24V DC +/-30% | 1SFL437062R7211 | AF95B-30-11RT 20...60 V DC (coil 72)
103821 | CL09D300RWE | CL Series | CL09D300RWE CONT. R.T.C. 33V DC +/-30% | 1SFL437062R7211 | AF95B-30-11RT 20...60 V DC (coil 72)
103822 | CL09D400RWD | CL Series | CL09D400RWD CONT.R.T.C. 24V DC +/-30% | 1SFL427262R1122 | AF116B-40-22RT-11
103823 | CL10D300RWD | CL Series | CL10D300RWD CONT. R.T.C. 24V DC +/-30% | 1SFL427062R1122 | AF116B-30-22RT-11
103824 | CL10D300RWE | CL Series | CL10D300RWE CONT. R.T.C. 33V DC +/-30% | 1SFL427062R1122 | AF116B-30-22RT-11
103825 | CL10D300RWJ | CL Series | CL10D300RWJ CONT. R.T.C. 110V DC +/-30% | 1SFL427062R1222 | AF116B-30-22RT-12
103826 | CL04D400GRWT | AEG Contactors | 910-304-297-WT LS15K-4.00 250V DC R.T.C. | 1SBL296260R2300 | AF38ZB-40-00RT-23
103827 | CL04D400GRWJ | AEG Contactors | 910-304-297-WJ LS15K-4.00 110V DC R.T.C. | 1SBL296260R2200 | AF38ZB-40-00RT-22
103828 | CL04D400GRWG | AEG Contactors | 910-304-297-WG LS15K-4.00 48V DC R.T.C. | 1SBL296260R2100 | AF38ZB-40-00RT-21
103829 | CL05D400GRWJ | AEG Contactors | 910-304-317-WJ LS18K-4.00 110V DC R.T.C. | 1SBL337210R6900 | AF45-40-00RT 48...130 V AC/DC (coil 69)
103830 | CL05D400GRWT | AEG Contactors | 910-304-317-WT LS18K-4.00 250V DC R.T.C. | 1SBL337210R7000 | AF45-40-00RT 100...250 V AC/DC (coil 70)
103831 | CL05D400GRWG | AEG Contactors | 910-304-317-WG LS18K-4.00 48V DC R.T.C. | 1SBL337210R7200 | AF45-40-00RT 20...60 V DC (coil 72)
103832 | CL03D400GRWT | AEG Contactors | 910-304-264-WT LS11K-4.00 250V DC R.T.C. | 1SBL236260R2300 | AF26ZB-40-00RT-23
103833 | CL03D400GRWJ | AEG Contactors | 910-304-264-WJ LS11K-4.00 110V DC R.T.C. | 1SBL236260R2200 | AF26ZB-40-00RT-22
103834 | CL03D400GRWG | AEG Contactors | 910-304-264-WG LS11K-4.00 48V DC R.T.C. | 1SBL236260R2100 | AF26ZB-40-00RT-21
103836 | CL04D400MWG | CL Series | CL Contactor 60A AC-1 4P 48V DC WVR | 1SBL297201R1100 | AF38-40-00-11 | Use AF38Z-40-00-21 1SBL296201R2100 when required low inrush current
103836 | CL04D400MWG | CL Series | CL Contactor 60A AC-1 4P 48V DC WVR | 1SBL296201R2100 | AF38Z-40-00-21
103837 | CL05D400MWG | CL Series | CL Contactor 90A AC-1 4P 48V DC WVR | 1SBL367201R1100 | AF52-40-00-11 | Use AF80-40-00-11 1SBL397201R1100 for UL general use application higher than 80 A
103837 | CL05D400MWG | CL Series | CL Contactor 90A AC-1 4P 48V DC WVR | 1SBL397201R1100 | AF80-40-00-11
103838 | CL05A400RN | CL Series | CL05A400RN CONT.R.T.C. 220V 50/60Hz | Look comments | Look comments | AF45…AF75 range cannot be selected as no 277 V 60Hz coil control voltage available
103839 | CL25A300R9 | CL Series | CONT 3P 25A COIL 48V50/60HZ | 1SBL236060R2200 | AF26ZB-30-00RT-22
103842 | CL09D300MWK | CL Series | CL09D300MWK CONT. 125V DC +/-30% | 1SBL407001R1300 | AF96-30-00-13
103843 | CL08D300MWK | CL Series | CL08D300MWK CONT. 125V DC | 1SBL397001R1300 | AF80-30-00-13
103844 | CL04D310RWG | CL Series | CL04D310RWG CONT.R.T.C. 48V DC +/-30% | 1SBL276060R2100 | AF30ZB-30-00RT-21
103845 | CL06D300RWF | CL Series | CL06D300RWF CONT. R.T.C. 42V DC +/-30% | 1SBL357010R7200 | AF50-30-00RT 20...60 V DC (coil 72)
103846 | CL00D301RWG | CL Series | SERIES CL-Contactor | 1SBL136060R2101 | AF09ZB-30-01RT-21
103847 | CL02D301RWJ | CL Series | SERIES CL-Contactor | 1SBL176060R2201 | AF16ZB-30-01RT-22
103848 | CL01D301RWJ | CL Series | SERIES CL-Contactor | 1SBL156060R2201 | AF12ZB-30-01RT-22
103849 | CL01D301RWD | CL Series | SERIES CL-Contactor | 1SBL156060R2101 | AF12ZB-30-01RT-21
103850 | CL03D400RWD | CL Series | CL03D400RWD CONT.R.T.C. 24V DC +/-30% | 1SBL236260R2100 | AF26ZB-40-00RT-21
103851 | CL07D400RWD | CL Series | CL07D400RWD CONT.R.T.C. 24V DC +/-30% | 1SBL417210R7200 | AF75-40-00RT 20...60 V DC (coil 72)
103852 | CL04D301RWG | CL Series | CL04D301RWG CONT.R.T.C. 48V DC +/-30% | 1SBL276060R2100 | AF30ZB-30-00RT-21
103853 | CL45D300RWG | CL Series | CL45D300RWG CONT.R.T.C. 48V DC +/-30% | 1SBL296060R2100 | AF38ZB-30-00RT-21
103854 | CL45D300RWI | CL Series | CL45D300RWI CONT.R.T.C. 72V DC +/-30% | 1SBL296060R2200 | AF38ZB-30-00RT-22
103855 | CL06D300RWG | CL Series | CL06D300RWG CONT. R.T.C. 48V DC +/-30% | 1SBL357010R7200 | AF50-30-00RT 20...60 V DC (coil 72)
103856 | CL06D300RWI | CL Series | CL06D300RWI CONT. R.T.C. 72V DC +/-30% | 1SBL357010R6900 | AF50-30-00RT 48...130 V AC/DC (coil 69)
103857 | CL07D300RWG | CL Series | CL07D300RWG CONT. R.T.C. 48V DC +/-30% | 1SBL377010R7200 | AF63-30-00RT 20...60 V DC (coil 72)
103858 | CL07D300RWI | CL Series | CL07D300RWI CONT. R.T.C. 72V DC +/-30% | 1SBL377010R6900 | AF63-30-00RT 48...130 V AC/DC (coil 69)
103860 | CL08D300RWG | CL Series | CL08D300RWG CONT. R.T.C. 48V DC +/-30% | 1SBL417010R7200 | AF75-30-00RT 20...60 V DC (coil 72)
103861 | CL08D300RWI | CL Series | CL08D300RWI CONT. R.T.C. 72V DC +/-30% | 1SBL417010R6900 | AF75-30-00RT 48...130 V AC/DC (coil 69)
103863 | CL09D300RWG | CL Series | CL09D300RWG CONT. R.T.C. 48V DC +/-30% | 1SFL437062R7211 | AF95B-30-11RT 20...60 V DC (coil 72)
103864 | CL09D300RWI | CL Series | CL09D300RWI CONT. R.T.C. 72V DC +/-30% | 1SFL437062R6911 | AF95B-30-11RT 48...130 V AC/DC (coil 69)
103865 | CL09D300RWJ | CL Series | CL09D300RWJ CONT. R.T.C.110V DC +/-30% | 1SFL437062R6911 | AF95B-30-11RT 48...130 V AC/DC (coil 69)
103866 | CL10D300RWG | CL Series | CL10D300RWG CONT. R.T.C. 48V DC +/-30% | 1SFL427062R1122 | AF116B-30-22RT-11
103867 | CL10D300RWI | CL Series | CL10D300RWI CONT. R.T.C. 72V DC +/-30% | 1SFL427062R1222 | AF116B-30-22RT-12
103868 | LR4DWG | CL Series | LR4DWG BOBINA R.T.C. 48V DC +/-30% | Look comments | Look comments | No Coil Spare part available
103869 | CL00D310RWJ | CL Series | SERIES CL-Contactor | 1SBL136060R2210 | AF09ZB-30-10RT-22
103870 | CL00D301RWD | CL Series | SERIES CL-Contactor | 1SBL136060R2101 | AF09ZB-30-01RT-21
103871 | CL00D301RWE | CL Series | SERIES CL-Contactor | 1SBL136060R2101 | AF09ZB-30-01RT-21
103872 | CL00D301RWJ | CL Series | SERIES CL-Contactor | 1SBL136060R2201 | AF09ZB-30-01RT-22
103873 | CL01D310RWG | CL Series | SERIES CL-Contactor | 1SBL156060R2210 | AF12ZB-30-10RT-22
103874 | CL01D310RWI | CL Series | SERIES CL-Contactor | 1SBL156060R2210 | AF12ZB-30-10RT-22
103875 | CL01D310RWJ | CL Series | SERIES CL-Contactor | 1SBL156060R2210 | AF12ZB-30-10RT-22
103876 | CL01D301RWE | CL Series | SERIES CL-Contactor | 1SBL156060R2101 | AF12ZB-30-01RT-21
103877 | CL01D301RWG | CL Series | SERIES CL-Contactor | 1SBL156060R2101 | AF12ZB-30-01RT-21
103878 | CL01D301RWI | CL Series | SERIES CL-Contactor | 1SBL156060R2201 | AF12ZB-30-01RT-22
103879 | CL02D310RWG | CL Series | SERIES CL-Contactor | 1SBL176060R2110 | AF16ZB-30-10RT-21
103880 | CL02D310RWI | CL Series | SERIES CL-Contactor | 1SBL176060R2210 | AF16ZB-30-10RT-22
103881 | CL02D310RWJ | CL Series | SERIES CL-Contactor | 1SBL176060R2210 | AF16ZB-30-10RT-22
103882 | CL02D301RWE | CL Series | CL Cont 18A 3P 1NC, coil 33Vdc WR, Ring | 1SBL176060R2101 | AF16ZB-30-01RT-21
103883 | CL02D301RWG | CL Series | SERIES CL-Contactor | 1SBL176060R2101 | AF16ZB-30-01RT-21
103884 | CL02D301RWI | CL Series | SERIES CL-Contactor | 1SBL176060R2201 | AF16ZB-30-01RT-22
103885 | CL25D300RWG | CL Series | SERIES CL-Contactor | 1SBL236060R2100 | AF26ZB-30-00RT-21
103886 | CL25D300RWI | CL Series | SERIES CL-Contactor | 1SBL236060R2200 | AF26ZB-30-00RT-22
103887 | CL25D300RWJ | CL Series | Cont.série CL 11kW 110 CC ring | 1SBL236060R2300 | AF26ZB-30-00RT-23
103889 | CL05D400MWN | CL Series | CL Contactor 90A AC-1 4P 220V DC WVR | 1SBL367201R1300 | AF52-40-00-13 | Use AF80-40-00-13 1SBL397201R1300 for UL general use application higher than 80 A
103889 | CL05D400MWN | CL Series | CL Contactor 90A AC-1 4P 220V DC WVR | 1SBL397201R1300 | AF80-40-00-13
103890 | CL09D400MWK | CL Series | CL CONT 140A 4P 125V DC +/-30% | 1SFL427101R1300 | AF116-40-00-13
103893 | CL10D300RWK | CL Series | CL10D300RWK CONT. R.T.C. 110V DC +/-30% | 1SFL427062R1322 | AF116B-30-22RT-13
103894 | CL09D300MK | CL Series | CL Contactor 95A AC-3 3P 120-125V DC | 1SBL407001R1200 | AF96-30-00-12
103896 | CL08A400MU | CL Series | CL08A400MU CONT. 400-380V50 480V60 | 1SBL397201R1300 | AF80-40-00-13
103897 | CL06D300MK | CL Series | CL06D300MK CONT.125V DC +/-30% | 1SBL367001R1200 | AF52-30-00-12
103898 | CL25A300R3 | CL Series | 25A CONT 110V 50/60HZ. RING | 1SBL236060R2300 | AF26ZB-30-00RT-23
103901 | CL06D300MWT | CL Series | CL06D300MWT CONT. 250V DC +/-30% | 1SBL367001R1300 | AF52-30-00-13
103902 | CL25D300RWI-T | CL Series | CL25D300RWI-T For transportation use | 1SBL236060R2200 | AF26ZB-30-00RT-22
103904 | CL07D300MK | CL Series | CL Contactor 65A AC-3 3P 120-125V DC | 1SBL387001R1200 | AF65-30-00-12
103907 | CL03D301MWD | CL Series | CL03D301MWD CONT. 24VDC +/-30% | Look comments | Look comments | Ask GPM… Active product with no sales in EPIS 2017 and 2018
103909 | CL00D301TWJ | CL Series | CL Contactor 9A AC-3 3P Aux 1NC 110V DC WVR | 1SBL137001R1201 | AF09-30-01-12 | Use AF09Z-30-01-22 1SBL136001R2201 when required low inrush current
103909 | CL00D301TWJ | CL Series | CL Contactor 9A AC-3 3P Aux 1NC 110V DC WVR | 1SBL136001R2201 | AF09Z-30-01-22
103912 | CL03D301MWJ | CL Series | CL03D301MWJ CONT. DC +/-30% | 1SBL237001R1200 | AF26-30-00-12 | Use AF26Z-30-00-22 1SBL236001R2200 when required low inrush current
103912 | CL03D301MWJ | CL Series | CL03D301MWJ CONT. DC +/-30% | 1SBL236001R2200 | AF26Z-30-00-22
103913 | CL04D301MWJ | CL Series | CL Contactor 32A AC-3 3P Aux 1NC 110V DC WVR | 1SBL277001R1200 | AF30-30-00-12 | Use AF30Z-30-00-22 1SBL276001R2200 when required low inrush current
103913 | CL04D301MWJ | CL Series | CL Contactor 32A AC-3 3P Aux 1NC 110V DC WVR | 1SBL276001R2200 | AF30Z-30-00-22
103915 | CL03D301RWD | CL Series | CL03D301RWD CONT. DC +/-30% RING | 1SBL236060R2100 | AF26ZB-30-00RT-21
103916 | CL04D301RWD | CL Series | CL04D301RWD CONT. DC +/-30% RING | 1SBL276060R2100 | AF30ZB-30-00RT-21
103922 | RL4RD071TWJD-RAIL | CL Series - RELAY | RL4RD071TWJD-Rail Special Rail version | Look comments | Look comments | Look alternative in NF rolling stock catalog
103923 | CL03A300T1 | CL Series | CL Contactor 25A AC-3 3P 24V 50Hz /24V 60Hz | 1SBL237001R1100 | AF26-30-00-11
103924 | CL03A300T2 | CL Series | CL Contactor 25A AC-3 3P 42V 50Hz /42V 60Hz | 1SBL237001R1100 | AF26-30-00-11
103925 | CL03A300T9 | CL Series | CL Contactor 25A AC-3 3P 48V 50Hz /48V 60Hz | 1SBL237001R1100 | AF26-30-00-11
103926 | CL03A300TJ | CL Series | CL Contactor 25A AC-3 3P 110V 50Hz /120V 60Hz | 1SBL237001R1300 | AF26-30-00-13
103927 | CL03A310R6 | CL Series | CONT. 3P 230V 50/60Hz Terminal Circular | 1SBL236060R2300 | AF26ZB-30-00RT-23
103928 | CL03A400R6 | CL Series | CONT. 4P 230V 50/60Hz Terminal Circular | 1SBL236260R2300 | AF26ZB-40-00RT-23
103929 | CL06D300MWK | CL Series | CONT. 3P 125VDC +/-30% | 1SBL367001R1300 | AF52-30-00-13
103932 | CL05DB00MWJ | CL Series | CL Contactor 40A AC-3 2NO+2NC 110V DC WVR | 1SBL347501R1200 | AF40-22-00-12 | Use AF80-22-00-12 1SBL397501R1200 for AC-1 applications higher than 70A
103932 | CL05DB00MWJ | CL Series | CL Contactor 40A AC-3 2NO+2NC 110V DC WVR | 1SBL397501R1200 | AF80-22-00-12
103933 | CL03A300TK | CL Series | CL Contactor 25A AC-3 3P 127V 50Hz | 1SBL237001R1300 | AF26-30-00-13
103934 | CL03A300TM | CL Series | CL CONT. 25A 3P, 208-220V60 | Look comments | Look comments | Ask GPM… Active product with no sales in EPIS 2017 and 2018
103935 | CL03A300T6 | CL Series | CL Contactor 25A AC-3 3P 42V 50Hz /42V 60Hz | 1SBL237001R1300 | AF26-30-00-13
103936 | CL03A300T7 | CL Series | CL Contactor 25A AC-3 3P 240V 50Hz /240V 60Hz | 1SBL237001R1300 | AF26-30-00-13
103937 | CL06A300R3 | CL Series | CL06A300R3 CONT.R.T.C.110-115V 50/60Hz | 1SBL357010R7000 | AF50-30-00RT 100...250 V AC/DC (coil 70)
103938 | CL08A300R3 | CL Series | CL08A300R3 CONT.R.T.C.110-115V 50/60Hz | 1SBL417010R7000 | AF75-30-00RT 100...250 V AC/DC (coil 70)
103940 | CL10A300R3 | CL Series | CL10A300R3 CONT.R.T.C.110-115V 50/60Hz | 1SFL427062R1322 | AF116B-30-22RT-13
103941 | CL25A300R3 | CL Series | Contator 3P 11kW 110/115V 50/60 Hz RT | 1SBL236060R2200 | AF26ZB-30-00RT-22
103942 | CL25A300R1 | CL Series | CL25A300R1 | 1SBL236060R2100 | AF26ZB-30-00RT-21
103943 | CL03A300TN | CL Series | CL Contactor 25A AC-3 3P 230V 50Hz /277V 60Hz | 1SBL237001R1300 | AF26-30-00-13 | Use AF26-30-00-14 1SBL237001R1400 for 277V 60Hz control voltage
103943 | CL03A300TN | CL Series | CL Contactor 25A AC-3 3P 230V 50Hz /277V 60Hz | 1SBL237001R1400 | AF26-30-00-14
103944 | CL25A300R6 | CL Series | CL25A300R6 | 1SBL236060R2300 | AF26ZB-30-00RT-23
103972 | CL03A300TU | CL Series | CL Contactor 25A AC-3 3P 400V 50Hz /480V 60Hz | 1SBL237001R1400 | AF26-30-00-14
103975 | CL04A310MLMP | CL Series | CONT. 208V60 | 1SBL277001R1300 | AF30-30-00-13
104000 | CL03A300TW | CL Series | CL CONT. 25A 3P, 415-440V50 480V60 | Look comments | Look comments | Ask GPM… Active product with no sales in EPIS 2017 and 2018
104001 | RL4RA040TD | CL Series - RELAY | RELAY 4NO 24V/50HZ COIL | 1SBH137001R1140 | NF40E-11
104003 | RL4RA040TJ | CL Series - RELAY | RL Auxiliary contactor 20A 4NO Screw terminal 110V 50 Hz/ 120V 60Hz | 1SBH137001R1340 | NF40E-13
104004 | RL4RA040TN | CL Series - RELAY | RL Auxiliary contactor 20A 4NO Screw terminal 277V 60Hz | 1SBH137001R1440 | NF40E-14
104005 | RL4RA040TU | CL Series - RELAY | RL Auxiliary contactor 20A 4NO Screw terminal 380-400V 50 Hz/ 480V 60Hz | 1SBH137001R1440 | NF40E-14
104011 | RL4RA031TD | CL Series - RELAY | RELAY 3NO/1NC 24V/50HZ COIL | 1SBH137001R1131 | NF31E-11
104013 | RL4RA031TJ | CL Series - RELAY | RL Auxiliary contactor 20A 3NO+1NC Screw terminal 110V 50 Hz/ 120V 60Hz | 1SBH137001R1331 | NF31E-13
104014 | RL4RA031TN | CL Series - RELAY | RL Auxiliary contactor 20A 3NO+1NC Screw terminal 277V 60Hz | 1SBH137001R1431 | NF31E-14
104015 | RL4RA031TU | CL Series - RELAY | RL Auxiliary contactor 20A 3NO+1NC Screw terminal 380-400V 50 Hz/ 480V 60Hz | 1SBH137001R1431 | NF31E-14
104019 | CL03A300TY | CL Series | CL Contactor 25A AC-3 3P 500V 50Hz /600V 60Hz | 1SBL237001R1400 | AF26-30-00-14
104023 | RL4RA022TJ | CL Series - RELAY | RL Auxiliary contactor 20A 2NO+2NC Screw terminal 110V 50 Hz/ 120V 60Hz | 1SBH137001R1322 | NF22E-13
104024 | RL4RA022TN | CL Series - RELAY | RL Auxiliary contactor 20A 2NO+2NC Screw terminal 277V 60Hz | 1SBH137001R1422 | NF22E-14
104025 | RL4RA022TU | CL Series - RELAY | RL Auxiliary contactor 20A 2NO+2NC Screw terminal 380-400V 50 Hz/ 480V 60Hz | 1SBH137001R1422 | NF22E-14
104030 | CL03D300TB | CL Series | CL Contactor 25A AC-3 3P 12V DC | 1SBL236001R2000 | AF26Z-30-00-20
104031 | RL4RA004TD | CL Series - RELAY | RELAY 4NC AC COIL 24V | 1SBH137001R1144 | NF44E-11 | NF44 is 2stack with 4NO+4NC
104033 | RL4RA004TJ | CL Series - RELAY | RL Auxiliary contactor 20A 4NC Screw terminal 110V 50 Hz/ 120V 60Hz | 1SBH137001R1344 | NF44E-13 | NF44 is 2stack with 4NO+4NC
104034 | RL4RA004TN | CL Series - RELAY | RL Auxiliary contactor 20A 4NC Screw terminal 277V 60Hz | 1SBH137001R1444 | NF44E-14 | NF44 is 2stack with 4NO+4NC
104035 | RL4RA004TU | CL Series - RELAY | RL Auxiliary contactor 20A 4NC Screw terminal 380-400V 50 Hz/ 480V 60Hz | 1SBH137001R1444 | NF44E-14 | NF44 is 2stack with 4NO+4NC
104038 | CL03D300TD | CL Series | CL Contactor 25A AC-3 3P 24V DC | 1SBL237001R1100 | AF26-30-00-11 | Use AF26Z-30-00-21 1SBL236001R2100 when required low inrush current
104038 | CL03D300TD | CL Series | CL Contactor 25A AC-3 3P 24V DC | 1SBL236001R2100 | AF26Z-30-00-21
104039 | CL03D300TG | CL Series | CL Contactor 25A AC-3 3P 48V DC | 1SBL237001R1200 | AF26-30-00-12 | Use AF26Z-30-00-22 1SBL236001R2200 when required low inrush current
104039 | CL03D300TG | CL Series | CL Contactor 25A AC-3 3P 48V DC | 1SBL236001R2200 | AF26Z-30-00-22
104047 | CL03D300TJ | CL Series | CL Contactor 25A AC-3 3P 110V DC | 1SBL237001R1300 | AF26-30-00-13 | Use AF26Z-30-00-23 1SBL236001R2300 when required low inrush current
104047 | CL03D300TJ | CL Series | CL Contactor 25A AC-3 3P 110V DC | 1SBL236001R2300 | AF26Z-30-00-23
104051 | CL00A310TD | CL Series | 5HP@460 3P208V 60 HZ COIL | 1SBL137001R1110 | AF09-30-10-11
104053 | CL00A310TJ | CL Series | CL Contactor 9A AC-3 3P Aux 1NO 110V 50Hz /V 60Hz | 1SBL137001R1310 | AF09-30-10-13
104054 | CL00A310TN | CL Series | CL Contactor 9A AC-3 3P Aux 1NO 230V 50Hz /277V 60Hz | 1SBL137001R1310 | AF09-30-10-13 | Use AF09-30-10-14 1SBL137001R1410 for 277V 60Hz control voltage
104054 | CL00A310TN | CL Series | CL Contactor 9A AC-3 3P Aux 1NO 230V 50Hz /277V 60Hz | 1SBL137001R1410 | AF09-30-10-14
104055 | CL00A310TU | CL Series | CL Contactor 9A AC-3 3P Aux 1NO 400V 50Hz /480V 60Hz | 1SBL137001R1410 | AF09-30-10-14
104057 | CL02AA00TJ | CL Series | CL CONT. 18A 4NC, 110V50/60 120V60 | Look comments | Look comments | 4NC contactor. Contact GPM
104058 | CL02AA00T6 | CL Series | CL CONT. 18A 4NC, 230V50/60 | Look comments | Look comments | 4NC contactor. Contact GPM
104061 | CL00A301TD | CL Series | SERIES CL-Contactor | 1SBL137001R1101 | AF09-30-01-11
104063 | CL00A301TJ | CL Series | CL Contactor 9A AC-3 3P Aux 1NC 110V 50Hz /120V 60Hz | 1SBL137001R1301 | AF09-30-01-13
104064 | CL00A301TN | CL Series | CL Contactor 9A AC-3 3P Aux 1NC 230V 50Hz /277V 60Hz | 1SBL137001R1301 | AF09-30-01-13 | Use AF09-30-01-14 1SBL137001R1401 for 277V 60Hz control voltage
104064 | CL00A301TN | CL Series | CL Contactor 9A AC-3 3P Aux 1NC 230V 50Hz /277V 60Hz | 1SBL137001R1401 | AF09-30-01-14
104065 | CL00A301TU | CL Series | CL Contactor 9A AC-3 3P Aux 1NC 400V 50Hz /480V 60Hz | 1SBL137001R1401 | AF09-30-01-14
104066 | CL00A310T9 | CL Series | CL Contactor 9A AC-3 3P Aux 1NO 48V 50Hz /48V 60Hz | 1SBL137001R1110 | AF09-30-10-11
104067 | CL01A310T9 | CL Series | CL Contactor 12A AC-3 3P Aux 1NO 48V 50Hz /48V 60Hz | 1SBL157001R1110 | AF12-30-10-11
104068 | CL03D300TWD | CL Series | CL Contactor 25A AC-3 3P 24V DC WVR | 1SBL237001R1100 | AF26-30-00-11 | Use AF26Z-30-00-21 1SBL236001R2100 when required low inrush current
104068 | CL03D300TWD | CL Series | CL Contactor 25A AC-3 3P 24V DC WVR | 1SBL236001R2100 | AF26Z-30-00-21
104069 | CL02A310T9 | CL Series | CL Contactor 18A AC-3 3P Aux 1NO 48V 50Hz /48V 60Hz | 1SBL177001R1110 | AF16-30-10-11
104070 | CL03D300TWG | CL Series | CL Contactor 25A AC-3 3P 48V DC WVR | 1SBL237001R1100 | AF26-30-00-11 | Use AF26Z-30-00-21 1SBL236001R2100 when required low inrush current
104070 | CL03D300TWG | CL Series | CL Contactor 25A AC-3 3P 48V DC WVR | 1SBL236001R2100 | AF26Z-30-00-21
104080 | CL03D300TWI | CL Series | CL Contactor 25A AC-3 3P 72V DC WVR | 1SBL237001R1200 | AF26-30-00-12 | Use AF26Z-30-00-22 1SBL236001R2200 when required low inrush current
104080 | CL03D300TWI | CL Series | CL Contactor 25A AC-3 3P 72V DC WVR | 1SBL236001R2200 | AF26Z-30-00-22
104081 | CL01A310TD | CL Series | CL01A310TD CONT. 24V50 | 1SBL157001R1110 | AF12-30-10-11
104083 | CL01A310TJ | CL Series | CL Contactor 12A AC-3 3P Aux 1NO 110V 50Hz /V 60Hz | 1SBL157001R1310 | AF12-30-10-13
104084 | CL01A310TN | CL Series | CL Contactor 12A AC-3 3P Aux 1NO 230V 50Hz /277V 60Hz | 1SBL157001R1310 | AF12-30-10-13 | Use AF12-30-10-14 1SBL157001R1410 for 277V 60Hz control voltage
104084 | CL01A310TN | CL Series | CL Contactor 12A AC-3 3P Aux 1NO 230V 50Hz /277V 60Hz | 1SBL157001R1410 | AF12-30-10-14
104085 | CL01A310TU | CL Series | CL Contactor 12A AC-3 3P Aux 1NO 400V 50Hz /480V 60Hz | 1SBL157001R1410 | AF12-30-10-14
104086 | CL25A300T9 | CL Series | CONTACTOR 3P 11KW 48/50-60 | 1SBL237001R1100 | AF26-30-00-11
104087 | CL04A301M9 | CL Series | CL Contactor 32A AC-3 3P Aux 1NC 48V 50Hz /48V 60Hz | 1SBL277001R1100 | AF30-30-00-11
104088 | CL04A310M9 | CL Series | CL Contactor 32A AC-3 3P Aux 1NO 48V 50Hz /48V 60Hz | 1SBL277001R1100 | AF30-30-00-11
104089 | CL45A300M9 | CL Series | CL45A300M9 CONT. 48V50-60 | 1SBL297001R1100 | AF38-30-00-11 | Use AF40-30-00-11 1SBL347001R1100 for AC-3 applications above 38A
104089 | CL45A300M9 | CL Series | CL45A300M9 CONT. 48V50-60 | 1SBL347001R1100 | AF40-30-00-11
104090 | CL03A400M9 | CL Series | CL Contactor 45A AC-1 4P 48V 50Hz /48V 60Hz | 1SBL237201R1100 | AF26-40-00-11
104093 | CL01A301TJ | CL Series | CL Contactor 12A AC-3 3P Aux 1NC 110V 50Hz /120V 60Hz | 1SBL157001R1301 | AF12-30-01-13
104094 | CL01A301TN | CL Series | CL Contactor 12A AC-3 3P Aux 1NC 230V 50Hz /277V 60Hz | 1SBL157001R1301 | AF12-30-01-13 | Use AF12-30-01-14 1SBL157001R1401 for 277V 60Hz control voltage
104094 | CL01A301TN | CL Series | CL Contactor 12A AC-3 3P Aux 1NC 230V 50Hz /277V 60Hz | 1SBL157001R1401 | AF12-30-01-14
104095 | CL01A301TU | CL Series | CL Contactor 12A AC-3 3P Aux 1NC 400V 50Hz /480V 60Hz | 1SBL157001R1401 | AF12-30-01-14
104105 | CL02A300TU | CL Series | SERIES CL-Contactor | 1SBL177001R1401 | AF16-30-01-14
104107 | CL03D300TWJ | CL Series | CL Contactor 25A AC-3 3P 110V DC WVR | 1SBL237001R1200 | AF26-30-00-12 | Use AF26Z-30-00-22 1SBL236001R2200 when required low inrush current
104107 | CL03D300TWJ | CL Series | CL Contactor 25A AC-3 3P 110V DC WVR | 1SBL236001R2200 | AF26Z-30-00-22
104111 | CL02A310TD | CL Series | 10HP@460V 3P 24V50HZ COIL | 1SBL177001R1110 | AF16-30-10-11
104113 | CL02A310TJ | CL Series | CL Contactor 18A AC-3 3P Aux 1NO 110V 50Hz /V 60Hz | 1SBL177001R1310 | AF16-30-10-13
104114 | CL02A310TN | CL Series | CL Contactor 18A AC-3 3P Aux 1NO 230V 50Hz /277V 60Hz | 1SBL177001R1310 | AF16-30-10-13 | Use AF16-30-10-14 1SBL177001R1410 for 277V 60Hz control voltage
104114 | CL02A310TN | CL Series | CL Contactor 18A AC-3 3P Aux 1NO 230V 50Hz /277V 60Hz | 1SBL177001R1410 | AF16-30-10-14
104115 | CL02A310TU | CL Series | CL Contactor 18A AC-3 3P Aux 1NO 400V 50Hz /480V 60Hz | 1SBL177001R1410 | AF16-30-10-14
104116 | CL03D300TWE | CL Series | CL Contactor 25A AC-3 3P 36V DC WVR | 1SBL237001R1100 | AF26-30-00-11 | Use AF26Z-30-00-21 1SBL236001R2100 when required low inrush current
104116 | CL03D300TWE | CL Series | CL Contactor 25A AC-3 3P 36V DC WVR | 1SBL236001R2100 | AF26Z-30-00-21
104117 | CL02AA00GJ | AEG Contactors | Only for EEControls Cont. AEG CL02AA00GJ | Look comments | Look comments | 4NC contactor. Contact GPM
104118 | CL02AA00G1 | AEG Contactors | Only for EEControls Cont. AEG CL02AA00G1 | Look comments | Look comments | 4NC contactor. Contact GPM
104123 | CL02A301TJ | CL Series | CL Contactor 18A AC-3 3P Aux 1NC 110V 50Hz /120V 60Hz | 1SBL177001R1301 | AF16-30-01-13
104124 | CL02A301TN | CL Series | CL Contactor 18A AC-3 3P Aux 1NC 230V 50Hz /277V 60Hz | 1SBL177001R1301 | AF16-30-01-13 | Use AF16-30-01-14 1SBL177001R1401 for 277V 60Hz control voltage
104124 | CL02A301TN | CL Series | CL Contactor 18A AC-3 3P Aux 1NC 230V 50Hz /277V 60Hz | 1SBL177001R1401 | AF16-30-01-14
104125 | CL02A301TU | CL Series | CL Contactor 18A AC-3 3P Aux 1NC 400V 50Hz /480V 60Hz | 1SBL177001R1401 | AF16-30-01-14
104126 | CL03D300TWN | CL Series | CL Contactor 25A AC-3 3P 220V DC WVR | 1SBL237001R1300 | AF26-30-00-13 | Use AF26Z-30-00-23 1SBL236001R2300 when required low inrush current
104126 | CL03D300TWN | CL Series | CL Contactor 25A AC-3 3P 220V DC WVR | 1SBL236001R2300 | AF26Z-30-00-23
104127 | CL03D300TN | CL Series | CL Contactor 25A AC-3 3P 220V DC | 1SBL237001R1300 | AF26-30-00-13 | Use AF26Z-30-00-23 1SBL236001R2300 when required low inrush current
104127 | CL03D300TN | CL Series | CL Contactor 25A AC-3 3P 220V DC | 1SBL236001R2300 | AF26Z-30-00-23
104133 | CL03A300MJ | CL Series | CL CONT 25A 3P 110V50/60 120V60 | 1SBL237001R1300 | AF26-30-00-13
104139 | CL05A300M1 | CL Series | CL Contactor 50A AC-3 3P 24V 50Hz /24V 60Hz | 1SBL367001R1100 | AF52-30-00-11 | Offer AF52-30-00-11 1SBL367001R1100 as Standard, and AF40-30-00-11 1SBL347001R1100 only for price target
104139 | CL05A300M1 | CL Series | CL Contactor 50A AC-3 3P 24V 50Hz /24V 60Hz | 1SBL347001R1100 | AF40-30-00-11
104143 | CL03A310MJ | CL Series | CL CONT 25A 3P 1NO 110V50 | 1SBL237001R1300 | AF26-30-00-13
104144 | CL03A310MN | CL Series | CL CONT 25A 3P 1NC 220-230V50 277V60 | 1SBL237001R1300 | AF26-30-00-13 | Use AF26-30-00-14 1SBL237001R1400 for 277V 60Hz control voltage
104144 | CL03A310MN | CL Series | CL CONT 25A 3P 1NC 220-230V50 277V60 | 1SBL237001R1400 | AF26-30-00-14
104145 | CL03A310MU | CL Series | CL CONT 25A 3P 1NC 380-400V50 440V60 | 1SBL237001R1400 | AF26-30-00-14
104146 | CL03A310M9 | CL Series | CL03A310M9 CONT. 48V50-60 | 1SBL237001R1100 | AF26-30-00-11
104150 | CL03A301M13 | CL Series | CL03A301M13 CONT. 3P 400V 50/60HZ | 1SBL237001R1400 | AF26-30-00-14
104153 | CL03A301MJ | CL Series | CL CONT 3P 25A 1NC 110V50/60 120/60 | 1SBL237001R1200 | AF26-30-00-12
104154 | CL03A301MN | CL Series | CL CONT 25A 3P 1NC 220-230V50 277V60 | 1SBL237001R1300 | AF26-30-00-13 | Use AF26-30-00-14 1SBL237001R1400 for 277V 60Hz control voltage
104154 | CL03A301MN | CL Series | CL CONT 25A 3P 1NC 220-230V50 277V60 | 1SBL237001R1400 | AF26-30-00-14
104155 | CL03A301MU | CL Series | CL CONT 25A 3P 380-400V50 480V60 | 1SBL237001R1400 | AF26-30-00-14
104156 | CL04A400M9 | CL Series | CL Contactor 60A AC-1 4P 48V 50Hz /48V 60Hz | 1SBL297201R1100 | AF38-40-00-11
104160 | CL05A300M2 | CL Series | CL Contactor 50A AC-3 3P 42V 50Hz /42V 60Hz | 1SBL367001R1100 | AF52-30-00-11 | Offer AF52-30-00-11 1SBL367001R1100 as Standard, and AF40-30-00-11 1SBL347001R1100 only for price target
104160 | CL05A300M2 | CL Series | CL Contactor 50A AC-3 3P 42V 50Hz /42V 60Hz | 1SBL347001R1100 | AF40-30-00-11
104164 | CL04A300MN | CL Series | CL CONT 32A 3P 220-230V50 277V60 | 1SBL277001R1300 | AF30-30-00-13 | Use AF30-30-00-14 1SBL277001R1400 for 277V 60Hz control voltage
104164 | CL04A300MN | CL Series | CL CONT 32A 3P 220-230V50 277V60 | 1SBL277001R1400 | AF30-30-00-14
104167 | CL05A300M9 | CL Series | CL Contactor 50A AC-3 3P 48V 50Hz /48V 60Hz | 1SBL367001R1100 | AF52-30-00-11 | Offer AF52-30-00-11 1SBL367001R1100 as Standard, and AF40-30-00-11 1SBL347001R1100 only for price target
104167 | CL05A300M9 | CL Series | CL Contactor 50A AC-3 3P 48V 50Hz /48V 60Hz | 1SBL347001R1100 | AF40-30-00-11
104169 | CL05A300MJ | CL Series | CL Contactor 50A AC-3 3P 110V 50Hz /120V 60Hz | 1SBL367001R1300 | AF52-30-00-13 | Offer AF52-30-00-13 1SBL367001R1300 as Standard, and AF40-30-00-13 1SBL347001R1300 only for price target
104169 | CL05A300MJ | CL Series | CL Contactor 50A AC-3 3P 110V 50Hz /120V 60Hz | 1SBL347001R1300 | AF40-30-00-13
104170 | CL04A310ME | CL Series | CL CONT 32A 3P 1NO 32V 50Hz | 1SBL277001R1100 | AF30-30-00-11
104171 | CL04A310MD | CL Series | CL04A310MD CONT. 24V50 | 1SBL277001R1100 | AF30-30-00-11
104173 | CL04A310MJ | CL Series | CL Contactor 32A AC-3 3P Aux 1NO 110V 50Hz /V 60Hz | 1SBL277001R1300 | AF30-30-00-13
104174 | CL04A310MN | CL Series | CL Contactor 32A AC-3 3P Aux 1NO 230V 50Hz /277V 60Hz | 1SBL277001R1300 | AF30-30-00-13 | Use AF30-30-00-14 1SBL277001R1400 for 277V 60Hz control voltage
104174 | CL04A310MN | CL Series | CL Contactor 32A AC-3 3P Aux 1NO 230V 50Hz /277V 60Hz | 1SBL277001R1400 | AF30-30-00-14
104175 | CL04A310MU | CL Series | CL Contactor 32A AC-3 3P Aux 1NO 400V 50Hz /480V 60Hz | 1SBL277001R1400 | AF30-30-00-14
104176 | CL08D300MWH | CL Series | CL08D300MWH CONT. 60V DC +/-30% | 1SBL397001R1200 | AF80-30-00-12
104177 | CL09D300MWH | CL Series | CL09D300MWH CONT. 60V DC +/-30% | 1SBL407001R1200 | AF96-30-00-12
104178 | CL10D300MWH | CL Series | CL10D300MWH CONT. 60V DC +/-30% | 1SFL427001R1200 | AF116-30-00-12
104179 | CL10D300MB | CL Series | CL10D300MB CONT 3P 105A 12V DC COIL | Look comments | Look comments | Ask GPM… Active product with no sales in EPIS 2017 and 2018
104180 | CL05A300MK | CL Series | CL Contactor 50A AC-3 3P 127V 50Hz | 1SBL367001R1300 | AF52-30-00-13 | Offer AF52-30-00-13 1SBL367001R1300 as Standard, and AF40-30-00-13 1SBL347001R1300 only for price target
104180 | CL05A300MK | CL Series | CL Contactor 50A AC-3 3P 127V 50Hz | 1SBL347001R1300 | AF40-30-00-13
104183 | CL04A301MJ | CL Series | CL Contactor 32A AC-3 3P Aux 1NC 110V 50Hz /120V 60Hz | 1SBL277001R1300 | AF30-30-00-13
104184 | CL04A301MN | CL Series | CL Contactor 32A AC-3 3P Aux 1NC 230V 50Hz /277V 60Hz | 1SBL277001R1300 | AF30-30-00-13 | Use AF30-30-00-14 1SBL277001R1400 for 277V 60Hz control voltage
104184 | CL04A301MN | CL Series | CL Contactor 32A AC-3 3P Aux 1NC 230V 50Hz /277V 60Hz | 1SBL277001R1400 | AF30-30-00-14
104185 | CL04A301MU | CL Series | CL Contactor 32A AC-3 3P Aux 1NC 400V 50Hz /480V 60Hz | 1SBL277001R1400 | AF30-30-00-14
104187 | CL05A300ML | CL Series | CL Contactor 50A AC-3 3P 208V 60Hz | 1SBL367001R1300 | AF52-30-00-13 | Offer AF52-30-00-13 1SBL367001R1300 as Standard, and AF40-30-00-13 1SBL347001R1300 only for price target
104187 | CL05A300ML | CL Series | CL Contactor 50A AC-3 3P 208V 60Hz | 1SBL347001R1300 | AF40-30-00-13
104188 | CL05A300M6 | CL Series | CL Contactor 50A AC-3 3P 42V 50Hz /42V 60Hz | 1SBL367001R1300 | AF52-30-00-13 | Offer AF52-30-00-13 1SBL367001R1300 as Standard, and AF40-30-00-13 1SBL347001R1300 only for price target
104188 | CL05A300M6 | CL Series | CL Contactor 50A AC-3 3P 42V 50Hz /42V 60Hz | 1SBL347001R1300 | AF40-30-00-13
104189 | CL05A300M7 | CL Series | CL Contactor 50A AC-3 3P 240V 50Hz /240V 60Hz | 1SBL367001R1300 | AF52-30-00-13 | Offer AF52-30-00-13 1SBL367001R1300 as Standard, and AF40-30-00-13 1SBL347001R1300 only for price target
104189 | CL05A300M7 | CL Series | CL Contactor 50A AC-3 3P 240V 50Hz /240V 60Hz | 1SBL347001R1300 | AF40-30-00-13
104190 | CL05A300MN | CL Series | CL Contactor 50A AC-3 3P 230V 50Hz /277V 60Hz | 1SBL367001R1300 | AF52-30-00-13 | Use AF52-30-00-14 1SBL367001R1400 for 277V 60Hz control voltage
104190 | CL05A300MN | CL Series | CL Contactor 50A AC-3 3P 230V 50Hz /277V 60Hz | 1SBL367001R1400 | AF52-30-00-14
104194 | CL05A300MN | CL Series | CL05A300MN CONT. 220-230V50 277V60 | 1SBL367001R1300 | AF52-30-00-13 | Use AF52-30-00-14 1SBL367001R1400 for 277V 60Hz control voltage
104194 | CL05A300MN | CL Series | CL05A300MN CONT. 220-230V50 277V60 | 1SBL367001R1400 | AF52-30-00-14
104195 | CL05A300MU | CL Series | CL05A300MU CONT. 400-380V50 480V60 | 1SBL367001R1400 | AF52-30-00-14 | Offer AF52-30-00-14 1SBL367001R1400 as Standard, and AF40-30-00-14 1SBL347001R1400 only for price target
104195 | CL05A300MU | CL Series | CL05A300MU CONT. 400-380V50 480V60 | 1SBL347001R1400 | AF40-30-00-14
104196 | CL05A300MU | CL Series | CL Contactor 50A AC-3 3P 400V 50Hz /480V 60Hz | 1SBL367001R1400 | AF52-30-00-14 | Offer AF52-30-00-14 1SBL367001R1400 as Standard, and AF40-30-00-14 1SBL347001R1400 only for price target
104196 | CL05A300MU | CL Series | CL Contactor 50A AC-3 3P 400V 50Hz /480V 60Hz | 1SBL347001R1400 | AF40-30-00-14
104197 | CL05A300MY | CL Series | CL Contactor 50A AC-3 3P 500V 50Hz /600V 60Hz | 1SBL367001R1400 | AF52-30-00-14 | Offer AF52-30-00-14 1SBL367001R1400 as Standard, and AF40-30-00-14 1SBL347001R1400 only for price target
104197 | CL05A300MY | CL Series | CL Contactor 50A AC-3 3P 500V 50Hz /600V 60Hz | 1SBL347001R1400 | AF40-30-00-14
104198 | CL05D300MB | CL Series | CL Contactor 50A AC-3 3P 12V DC | Look comments | Look comments | Product Gap. 12VDC Coil
104199 | CL05D300MD | CL Series | CL Contactor 50A AC-3 3P 24V DC | 1SBL367001R1100 | AF52-30-00-11 | Offer AF52-30-00-11 1SBL367001R1100 as Standard, and AF40-30-00-11 1SBL347001R1100 only for price target
104199 | CL05D300MD | CL Series | CL Contactor 50A AC-3 3P 24V DC | 1SBL347001R1100 | AF40-30-00-11
104200 | CL05D300MG | CL Series | CL Contactor 50A AC-3 3P 48V DC | 1SBL367001R1200 | AF52-30-00-12 | Offer AF52-30-00-12 1SBL367001R1200 as Standard, and AF40-30-00-12 1SBL347001R1200 only for price target
104200 | CL05D300MG | CL Series | CL Contactor 50A AC-3 3P 48V DC | 1SBL347001R1200 | AF40-30-00-12
104207 | CL05D300MH | CL Series | CL Contactor 50A AC-3 3P 60V DC | 1SBL367001R1200 | AF52-30-00-12 | Offer AF52-30-00-12 1SBL367001R1200 as Standard, and AF40-30-00-12 1SBL347001R1200 only for price target
104207 | CL05D300MH | CL Series | CL Contactor 50A AC-3 3P 60V DC | 1SBL347001R1200 | AF40-30-00-12
104209 | CL05D300MJ | CL Series | CL Contactor 50A AC-3 3P 110V DC | 1SBL367001R1300 | AF52-30-00-13 | Offer AF52-30-00-13 1SBL367001R1300 as Standard, and AF40-30-00-13 1SBL347001R1300 only for price target
104209 | CL05D300MJ | CL Series | CL Contactor 50A AC-3 3P 110V DC | 1SBL347001R1300 | AF40-30-00-13
104213 | CL06A300MJ | CL Series | CONT. 110V50 | 1SBL367001R1300 | AF52-30-00-13
104214 | CL06A300MN | CL Series | CL CONT 50 3P 220-230V50 277V60 | 1SBL367001R1300 | AF52-30-00-13 | Use AF52-30-00-14 1SBL367001R1400 for 277V 60Hz control voltage
104214 | CL06A300MN | CL Series | CL CONT 50 3P 220-230V50 277V60 | 1SBL367001R1400 | AF52-30-00-14
104215 | CL06A300MU | CL Series | CL CONT 50A 3P 400-380V50 480V60 | 1SBL367001R1400 | AF52-30-00-14
104217 | CL10A311MG | CL Series | CL10A311MG CONT. 48V50 | 1SFL427001R1100 | AF116-30-00-11
104218 | CL09A300M9 | CL Series | CL Contactor 95A AC-3 3P 230V 50Hz /230V 60Hz | 1SBL407001R1100 | AF96-30-00-11
104219 | CL05D300MK | CL Series | CL Contactor 50A AC-3 3P 120-125V DC | 1SBL367001R1300 | AF52-30-00-13 | Offer AF52-30-00-13 1SBL367001R1300 as Standard, and AF40-30-00-13 1SBL347001R1300 only for price target
104219 | CL05D300MK | CL Series | CL Contactor 50A AC-3 3P 120-125V DC | 1SBL347001R1300 | AF40-30-00-13
104220 | CL05D300MN | CL Series | CL Contactor 50A AC-3 3P 220V DC | 1SBL367001R1300 | AF52-30-00-13 | Offer AF52-30-00-13 1SBL367001R1300 as Standard, and AF40-30-00-13 1SBL347001R1300 only for price target
104220 | CL05D300MN | CL Series | CL Contactor 50A AC-3 3P 220V DC | 1SBL347001R1300 | AF40-30-00-13
104223 | CL06A311MJ | CL Series | CL 3P, 50A 1NO+1NC, 110V50/60 120V60 | 1SBL367001R1200 | AF52-30-00-12
104224 | CL06A311MN | CL Series | 30@460V 3P 277V 60/220V 50HZ COIL | 1SBL367001R1300 | AF52-30-00-13 | Use AF52-30-00-14 1SBL367001R1400 for 277V 60Hz control voltage
104224 | CL06A311MN | CL Series | 30@460V 3P 277V 60/220V 50HZ COIL | 1SBL367001R1400 | AF52-30-00-14
104225 | CL06A311MU | CL Series | CONT. 400-380V50 480V60 | 1SBL367001R1400 | AF52-30-00-14
104227 | CL05D300MT | CL Series | CL Contactor 50A AC-3 3P 250V DC | 1SBL367001R1300 | AF52-30-00-13 | Offer AF52-30-00-13 1SBL367001R1300 as Standard, and AF40-30-00-13 1SBL347001R1300 only for price target
104227 | CL05D300MT | CL Series | CL Contactor 50A AC-3 3P 250V DC | 1SBL347001R1300 | AF40-30-00-13
104228 | CL05D300MWD | CL Series | CL Contactor 50A AC-3 3P 24V DC WVR | 1SBL367001R1100 | AF52-30-00-11 | Offer AF52-30-00-11 1SBL367001R1100 as Standard, and AF40-30-00-11 1SBL347001R1100 only for price target
104228 | CL05D300MWD | CL Series | CL Contactor 50A AC-3 3P 24V DC WVR | 1SBL347001R1100 | AF40-30-00-11
104233 | CL07A300MJ | CL Series | CL Contactor 50A AC-3 3P 110V 50Hz /120V 60Hz | 1SBL387001R1300 | AF65-30-00-13
104234 | CL07A300MN | CL Series | CL Contactor 65A AC-3 3P 230V 50Hz /277V 60Hz | 1SBL387001R1300 | AF65-30-00-13 | Use AF65-30-00-14 1SBL387001R1400 for 277V 60Hz control voltage
104234 | CL07A300MN | CL Series | CL Contactor 65A AC-3 3P 230V 50Hz /277V 60Hz | 1SBL387001R1400 | AF65-30-00-14
104235 | CL07A300MU | CL Series | CL Contactor 65A AC-3 3P 400V 50Hz /480V 60Hz | 1SBL387001R1400 | AF65-30-00-14
104236 | CL04AB00M9 | CL Series | CL Contactor 32A AC-3 2NO+2NC 48V 50Hz/ 48V 60Hz | 1SBL297501R1100 | AF38-22-00-11
104237 | CL08AB00M9 | CL Series | CL Contactor 80A AC-3 2NO+2NC 48V 50Hz/ 48V 60Hz | 1SBL397501R1100 | AF80-22-00-11
104238 | CL07AB00M9 | CL Series | CL Contactor 65A AC-3 2NO+2NC 48V 50Hz/ 48V 60Hz | 1SBL397501R1100 | AF80-22-00-11
104239 | CL05D300MWE | CL Series | CL Contactor 50A AC-3 3P 36V DC WVR | 1SBL367001R1100 | AF52-30-00-11 | Offer AF52-30-00-11 1SBL367001R1100 as Standard, and AF40-30-00-11 1SBL347001R1100 only for price target
104239 | CL05D300MWE | CL Series | CL Contactor 50A AC-3 3P 36V DC WVR | 1SBL347001R1100 | AF40-30-00-11
104240 | CL05D300MWG | CL Series | CL Contactor 50A AC-3 3P 48V DC WVR | 1SBL367001R1100 | AF52-30-00-11 | Offer AF52-30-00-11 1SBL367001R1100 as Standard, and AF40-30-00-11 1SBL347001R1100 only for price target
104240 | CL05D300MWG | CL Series | CL Contactor 50A AC-3 3P 48V DC WVR | 1SBL347001R1100 | AF40-30-00-11
104243 | CL07A311MJ | CL Series | CL 3P, 80A 1NO+1NC, 110V50/60 120V60 | 1SBL387001R1300 | AF65-30-00-13
104244 | CL07A311MN | CL Series | 40@460V 3P 277V 60/220V 50HZ COIL | 1SBL387001R1300 | AF65-30-00-13 | Use AF65-30-00-14 1SBL387001R1400 for 277V 60Hz control voltage
104244 | CL07A311MN | CL Series | 40@460V 3P 277V 60/220V 50HZ COIL | 1SBL387001R1400 | AF65-30-00-14
104245 | CL07A311MU | CL Series | 40@460V 3P 480V 60/380V 50HZ COIL | 1SBL387001R1400 | AF65-30-00-14
104246 | CL05D300MWI | CL Series | CL Contactor 50A AC-3 3P 72V DC WVR | 1SBL367001R1200 | AF52-30-00-12 | Offer AF52-30-00-12 1SBL367001R1200 as Standard, and AF40-30-00-12 1SBL347001R1200 only for price target
104246 | CL05D300MWI | CL Series | CL Contactor 50A AC-3 3P 72V DC WVR | 1SBL347001R1200 | AF40-30-00-12
104247 | CL05D300MWJ | CL Series | CL Contactor 50A AC-3 3P 110V DC WVR | 1SBL367001R1200 | AF52-30-00-12 | Offer AF52-30-00-12 1SBL367001R1200 as Standard, and AF40-30-00-12 1SBL347001R1200 only for price target
104247 | CL05D300MWJ | CL Series | CL Contactor 50A AC-3 3P 110V DC WVR | 1SBL347001R1200 | AF40-30-00-12
104250 | CL05AB00M9 | CL Series | CL Contactor 40A AC-3 2NO+2NC 230V 50Hz/ 230V 60Hz | 1SBL347501R1100 | AF40-22-00-11 | Use AF80-22-00-11 1SBL397501R1100 for AC-1 applications higher than 70A
104250 | CL05AB00M9 | CL Series | CL Contactor 40A AC-3 2NO+2NC 230V 50Hz/ 230V 60Hz | 1SBL397501R1100 | AF80-22-00-11
104254 | CL08A300MN | CL Series | CL Contactor 80A AC-3 3P 230V 50Hz /277V 60Hz | 1SBL397001R1300 | AF80-30-00-13 | Use AF80-30-00-14 1SBL397001R1400 for 277V 60Hz control voltage
104254 | CL08A300MN | CL Series | CL Contactor 80A AC-3 3P 230V 50Hz /277V 60Hz | 1SBL397001R1400 | AF80-30-00-14
104255 | CL08A300MU | CL Series | CL Contactor 80A AC-3 3P 400V 50Hz /480V 60Hz | 1SBL397001R1400 | AF80-30-00-14
104256 | CL08A311M9 | CL Series | CL08A311M9 CONT.48V 50-60HZ | 1SBL397001R1100 | AF80-30-00-11
104257 | CL07A311M9 | CL Series | CL07A311M9 CONT.48V 50-60HZ | 1SBL387001R1100 | AF65-30-00-11
104258 | CL06A311M9 | CL Series | CL06A311M9 48 50/60HZ | 1SBL367001R1100 | AF52-30-00-11
104260 | CL05D300MWN | CL Series | CL Contactor 50A AC-3 3P 220V DC WVR | 1SBL367001R1300 | AF52-30-00-13 | Offer AF52-30-00-13 1SBL367001R1300 as Standard, and AF40-30-00-13 1SBL347001R1300 only for price target
104260 | CL05D300MWN | CL Series | CL Contactor 50A AC-3 3P 220V DC WVR | 1SBL347001R1300 | AF40-30-00-13
104263 | CL08A311MJ | CL Series | CL CONT 80A 3P 1NO 1NC 110V50/60 120V60 | 1SBL397001R1300 | AF80-30-00-13
104264 | CL08A311MN | CL Series | 50@460V 3P 277V 60/220V 50HZ COIL | 1SBL397001R1300 | AF80-30-00-13 | Use AF80-30-00-14 1SBL397001R1400 for 277V 60Hz control voltage
104264 | CL08A311MN | CL Series | 50@460V 3P 277V 60/220V 50HZ COIL | 1SBL397001R1400 | AF80-30-00-14
104265 | CL08A311MU | CL Series | 50@460V 3P 480V 60 /380V 50HZ COIL | 1SBL397001R1400 | AF80-30-00-14
104266 | CL05A300MJMP | CL Series | CL CONT. 50A 3P 110V50/60 120V60 MP | 1SBL367001R1300 | AF52-30-00-13 | Offer AF52-30-00-13 1SBL367001R1300 as Standard, and AF40-30-00-13 1SBL347001R1300 only for price target
104266 | CL05A300MJMP | CL Series | CL CONT. 50A 3P 110V50/60 120V60 MP | 1SBL347001R1300 | AF40-30-00-13
104273 | CL09A300MJ | CL Series | CL Contactor 50A AC-3 3P 110V 50Hz /120V 60Hz | 1SBL407001R1300 | AF96-30-00-13
104274 | CL09A300MN | CL Series | CL Contactor 95A AC-3 3P 230V 50Hz /277V 60Hz | 1SBL407001R1300 | AF96-30-00-13 | Use AF96-30-00-14 1SBL407001R1400 for 277V 60Hz control voltage
104274 | CL09A300MN | CL Series | CL Contactor 95A AC-3 3P 230V 50Hz /277V 60Hz | 1SBL407001R1400 | AF96-30-00-14
104275 | CL09A300MU | CL Series | CL Contactor 95A AC-3 3P 400V 50Hz /480V 60Hz | 1SBL407001R1400 | AF96-30-00-14
104281 | CL09A311MD | CL Series | CL CONT 95A 3P 1NO 1NC 24V50 | 1SBL407001R1100 | AF96-30-00-11
104283 | CL09A311MJ | CL Series | CL 3P, 95A 1NO+1NC, 110V50/60 120V60 | 1SBL407001R1300 | AF96-30-00-13
104284 | CL09A311MN | CL Series | 60@460V 3P 277V 60/220V 50HZ COIL | 1SBL407001R1300 | AF96-30-00-13 | Use AF96-30-00-14 1SBL407001R1400 for 277V 60Hz control voltage
104284 | CL09A311MN | CL Series | 60@460V 3P 277V 60/220V 50HZ COIL | 1SBL407001R1400 | AF96-30-00-14
104285 | CL09A311MU | CL Series | CONT. 400-380V50 480V60 | 1SBL407001R1400 | AF96-30-00-14
104287 | CL08A300MJ | CL Series | CONT. 80A AC3,3P, 110V50Hz/110-120V60Hz | 1SBL397001R1300 | AF80-30-00-13
104288 | CL02AA00T1 | CL Series | CL CONT 32A AC1 4NC 24V 50/60HZ | Look comments | Look comments | 4NC contactor. Contact GPM
104293 | CL10A300MJ | CL Series | CL Contactor 50A AC-3 3P 110V 50Hz /120V 60Hz | 1SFL427001R1300 | AF116-30-00-13
104294 | CL10A300MN | CL Series | CL Contactor 105A AC-3 3P 230V 50Hz /277V 60Hz | 1SFL427001R1300 | AF116-30-00-13 | Use AF116-30-00-14 1SFL427001R1400 for 277V 60Hz control voltage
104294 | CL10A300MN | CL Series | CL Contactor 105A AC-3 3P 230V 50Hz /277V 60Hz | 1SFL427001R1400 | AF116-30-00-14
104295 | CL10A300MU | CL Series | CL Contactor 105A AC-3 3P 400V 50Hz /480V 60Hz | 1SFL427001R1400 | AF116-30-00-14
104296 | CL02AA00TL | CL Series | CL CONT 32A AC1 4NC 208V 60HZ | Look comments | Look comments | 4NC contactor. Contact GPM
104297 | CL02AA00TN | CL Series | CL CONT 32A AC1 4NC 277V 60HZ | Look comments | Look comments | 4NC contactor. Contact GPM
104299 | CL08A300AN | CL Series | CL08A300AN CONT. 230-220V50 277V60 | Look comments | Look comments | Ask GPM… Active product with no sales in EPIS 2017 and 2018
104300 | CL02AA00TU | CL Series | CL CONT 32A AC1 4NC 400V50HZ/480V60HZ | Look comments | Look comments | 4NC contactor. Contact GPM
104303 | CL10A311MJ | CL Series | CL 3P, 105A 1NO+1NC, 110V50/60 120V60 | 1SFL427001R1300 | AF116-30-00-13
104304 | CL10A311MN | CL Series | 75@460V 3P 277V 60/220V 50HZ COIL | 1SFL427001R1300 | AF116-30-00-13 | Use AF116-30-00-14 1SFL427001R1400 for 277V 60Hz control voltage
104304 | CL10A311MN | CL Series | 75@460V 3P 277V 60/220V 50HZ COIL | 1SFL427001R1400 | AF116-30-00-14
104305 | CL10A311MU | CL Series | CONT. 400-380V50 480V60 | 1SFL427001R1400 | AF116-30-00-14
104311 | CL01A400TD | CL Series | Magn.schak. 4p/25A 24Vac CL01A400 | 1SBL137201R1100 | AF09-40-00-11
104312 | CL01A400TG | CL Series | Magn.schak. 4p/25A 42V 60Hz | 1SBL137201R1200 | AF09-40-00-12
104313 | CL01A400TJ | CL Series | CL Contactor 25A AC-1 4P 110V 50Hz /120V 60Hz | 1SBL137201R1300 | AF09-40-00-13
104314 | CL01A400TN | CL Series | CL Contactor 25A AC-1 4P 230V 50Hz /277V 60Hz | 1SBL137201R1300 | AF09-40-00-13 | Use AF09-40-00-14 1SBL137201R1400 for 277V 60Hz control voltage
104314 | CL01A400TN | CL Series | CL Contactor 25A AC-1 4P 230V 50Hz /277V 60Hz | 1SBL137201R1400 | AF09-40-00-14
104315 | CL01A400TU | CL Series | CL Contactor 25A AC-1 4P 400V 50Hz /480V 60Hz | 1SBL137201R1400 | AF09-40-00-14
104323 | CL02A400TJ | CL Series | CL Contactor 32A AC-1 4P 110V 50Hz /120V 60Hz | 1SBL177201R1300 | AF16-40-00-13
104324 | CL02A400TN | CL Series | CL Contactor 32A AC-1 4P 230V 50Hz /277V 60Hz | 1SBL177201R1300 | AF16-40-00-13 | Use AF16-40-00-14 1SBL177201R1400 for 277V 60Hz control voltage
104324 | CL02A400TN | CL Series | CL Contactor 32A AC-1 4P 230V 50Hz /277V 60Hz | 1SBL177201R1400 | AF16-40-00-14
104325 | CL02A400TU | CL Series | CL Contactor 32A AC-1 4P 400V 50Hz /480V 60Hz | 1SBL177201R1400 | AF16-40-00-14
104331 | CL03A400MD | CL Series | CL03A400MD 4p/45A 24V 50Hz | Look comments | Look comments | Ask GPM… Active product with no sales in EPIS 2017 and 2018
104333 | CL03A400MJ | CL Series | CL Contactor 45A AC-1 4P 110V 50Hz /120V 60Hz | 1SBL237201R1300 | AF26-40-00-13
104334 | CL03A400MN | CL Series | CL Contactor 45A AC-1 4P 230V 50Hz /277V 60Hz | 1SBL237201R1300 | AF26-40-00-13 | Use AF26-40-00-14 1SBL237201R1400 for 277V 60Hz control voltage
104334 | CL03A400MN | CL Series | CL Contactor 45A AC-1 4P 230V 50Hz /277V 60Hz | 1SBL237201R1400 | AF26-40-00-14
104335 | CL03A400MU | CL Series | CL Contactor 45A AC-1 4P 400V 50Hz /480V 60Hz | 1SBL237201R1400 | AF26-40-00-14
104343 | CL04A400MJ | CL Series | CL Contactor 60A AC-1 4P 110V 50Hz /120V 60Hz | 1SBL297201R1300 | AF38-40-00-13
104344 | CL04A400MN | CL Series | CL Contactor 60A AC-1 4P 230V 50Hz /277V 60Hz | 1SBL297201R1300 | AF38-40-00-13 | Use AF38-40-00-14 1SBL297201R1400 for 277V 60Hz control voltage
104344 | CL04A400MN | CL Series | CL Contactor 60A AC-1 4P 230V 50Hz /277V 60Hz | 1SBL297201R1400 | AF38-40-00-14
104345 | CL04A400MU | CL Series | CL Contactor 60A AC-1 4P 400V 50Hz /480V 60Hz | 1SBL297201R1400 | AF38-40-00-14
104351 | CL05A400MD | CL Series | Magneetschakelaar 4/90A 24V | Look comments | Look comments | Ask GPM… Active product with no sales in EPIS 2017 and 2018
104352 | CL05A400MG | CL Series | 4p contactor 90A spsp 42V 50Hz | Look comments | Look comments | Ask GPM… Active product with no sales in EPIS 2017 and 2018
104353 | CL05A400MJ | CL Series | CL Contactor 90A AC-1 4P 110V 50Hz /120V 60Hz | 1SBL367201R1300 | AF52-40-00-13 | Use AF80-40-00-13 1SBL397201R1300 for UL general use application higher than 80 A
104353 | CL05A400MJ | CL Series | CL Contactor 90A AC-1 4P 110V 50Hz /120V 60Hz | 1SBL397201R1300 | AF80-40-00-13
104354 | CL05A400MN | CL Series | CL Contactor 90A AC-1 4P 230V 50Hz /277V 60Hz | 1SBL367201R1300 | AF52-40-00-13 | Use AF80-40-00-14 1SBL397201R1400 for UL general use application higher than 80 A
104354 | CL05A400MN | CL Series | CL Contactor 90A AC-1 4P 230V 50Hz /277V 60Hz | 1SBL397201R1400 | AF80-40-00-14
104355 | CL05A400MU | CL Series | CL Contactor 90A AC-1 4P 400V 50Hz /480V 60Hz | 1SBL367201R1400 | AF52-40-00-14 | Use AF80-40-00-14 1SBL397201R1400 for UL general use application higher than 80 A
104355 | CL05A400MU | CL Series | CL Contactor 90A AC-1 4P 400V 50Hz /480V 60Hz | 1SBL397201R1400 | AF80-40-00-14
104361 | CL07A400MD | CL Series | Magneetschakelaar CL07A400MD | Look comments | Look comments | Ask GPM… Active product with no sales in EPIS 2017 and 2018
104363 | CL07A400MJ | CL Series | 100A AC1 4NO120V 60/110V 50 HZ COIL | 1SBL397201R1300 | AF80-40-00-13
104364 | CL07A400MN | CL Series | CL Contactor 110A AC-1 4P 230V 50Hz /277V 60Hz | 1SBL397201R1300 | AF80-40-00-13 | Use AF80-40-00-14 1SBL397201R1400 for 277V 60Hz control voltage
104364 | CL07A400MN | CL Series | CL Contactor 110A AC-1 4P 230V 50Hz /277V 60Hz | 1SBL397201R1400 | AF80-40-00-14
104365 | CL07A400MU | CL Series | CL Contactor 110A AC-1 4P 400V 50Hz /480V 60Hz | 1SBL397201R1400 | AF80-40-00-14
104371 | CL09A400MD | CL Series | CL09A400MD 4p/140A 24V 50Hz | Look comments | Look comments | Ask GPM… Active product with no sales in EPIS 2017 and 2018
104373 | CL09A400MJ | CL Series | CL Contactor 140A AC-1 4P 110V 50Hz /120V 60Hz | 1SFL427101R1300 | AF116-40-00-13
104374 | CL09A400MN | CL Series | CL Contactor 140A AC-1 4P 230V 50Hz /277V 60Hz | 1SFL427101R1300 | AF116-40-00-13 | Use AF116-40-00-14 1SFL427101R1400 for 277V 60Hz control voltage
104374 | CL09A400MN | CL Series | CL Contactor 140A AC-1 4P 230V 50Hz /277V 60Hz | 1SFL427101R1400 | AF116-40-00-14
104375 | CL09A400MU | CL Series | CL Contactor 140A AC-1 4P 400V 50Hz /480V 60Hz | 1SFL427101R1400 | AF116-40-00-14
104383 | CL01AB00TJ | CL Series | CL Contactor 12A AC-3 2NO+2NC 110V 50Hz/ 120V 60Hz | 1SBL137501R1300 | AF09-22-00-13
104384 | CL01AB00TN | CL Series | CL Contactor 12A AC-3 2NO+2NC 230V 50Hz/ 277V 60Hz | 1SBL137501R1300 | AF09-22-00-13 | Use AF09-22-00-14 1SBL137501R1400 for 277V 60Hz control voltage
104384 | CL01AB00TN | CL Series | CL Contactor 12A AC-3 2NO+2NC 230V 50Hz/ 277V 60Hz | 1SBL137501R1400 | AF09-22-00-14
104385 | CL01AB00TU | CL Series | CL Contactor 12A AC-3 2NO+2NC 400V 50Hz/ 480V 60Hz | 1SBL137501R1400 | AF09-22-00-14
104393 | CL02AB00TJ | CL Series | SERIES CL-CONTACTOR | 1SBL177501R1300 | AF16-22-00-13
104394 | CL02AB00TN | CL Series | CL Contactor 18A AC-3 2NO+2NC 230V 50Hz/ 277V 60Hz | 1SBL177501R1300 | AF16-22-00-13 | Use AF16-22-00-14 1SBL177501R1400 for 277V 60Hz control voltage
104394 | CL02AB00TN | CL Series | CL Contactor 18A AC-3 2NO+2NC 230V 50Hz/ 277V 60Hz | 1SBL177501R1400 | AF16-22-00-14
104395 | CL02AB00TU | CL Series | CL Contactor 18A AC-3 2NO+2NC 400V 50Hz/ 480V 60Hz | 1SBL177501R1400 | AF16-22-00-14
104403 | CL03AB00MJ | CL Series | CL Contactor 25A AC-3 2NO+2NC 110V 50Hz/ 120V 60Hz | 1SBL237501R1300 | AF26-22-00-13
104404 | CL03AB00MN | CL Series | CL Contactor 25A AC-3 2NO+2NC 230V 50Hz/ 277V 60Hz | 1SBL237501R1300 | AF26-22-00-13 | Use AF26-22-00-14 1SBL237501R1400 for 277V 60Hz control voltage
104404 | CL03AB00MN | CL Series | CL Contactor 25A AC-3 2NO+2NC 230V 50Hz/ 277V 60Hz | 1SBL237501R1400 | AF26-22-00-14
104405 | CL03AB00MU | CL Series | CL Contactor 25A AC-3 2NO+2NC 400V 50Hz/ 480V 60Hz | 1SBL237501R1400 | AF26-22-00-14
104413 | CL04AB00MJ | CL Series | CL Contactor 32A AC-3 2NO+2NC 110V 50Hz/ 120V 60Hz | 1SBL297501R1300 | AF38-22-00-13
104414 | CL04AB00MN | CL Series | CL Contactor 32A AC-3 2NO+2NC 230V 50Hz/ 277V 60Hz | 1SBL297501R1300 | AF38-22-00-13 | Use AF38-22-00-14 1SBL297501R1400 for 277V 60Hz control voltage
104414 | CL04AB00MN | CL Series | CL Contactor 32A AC-3 2NO+2NC 230V 50Hz/ 277V 60Hz | 1SBL297501R1400 | AF38-22-00-14
104415 | CL04AB00MU | CL Series | CL Contactor 32A AC-3 2NO+2NC 400V 50Hz/ 480V 60Hz | 1SBL297501R1400 | AF38-22-00-14
104421 | CL05AB00MD | CL Series | 2NO2NC 30HP 24V 50 HZ COIL | 1SBL347501R1100 | AF40-22-00-11 | Use AF80-22-00-11 1SBL397501R1100 for AC-1 applications higher than 70A
104421 | CL05AB00MD | CL Series | 2NO2NC 30HP 24V 50 HZ COIL | 1SBL397501R1100 | AF80-22-00-11
104423 | CL05AB00MJ | CL Series | CL Contactor 50A AC-3 2NO+2NC 110V 50Hz/ 120V 60Hz | 1SBL347501R1300 | AF40-22-00-13 | Use AF80-22-00-13 1SBL397501R1300 for AC-1 applications higher than 70A
104423 | CL05AB00MJ | CL Series | CL Contactor 50A AC-3 2NO+2NC 110V 50Hz/ 120V 60Hz | 1SBL397501R1300 | AF80-22-00-13
104424 | CL05AB00MN | CL Series | CL Contactor 40A AC-3 2NO+2NC 230V 50Hz/ 277V 60Hz | 1SBL347501R1300 | AF40-22-00-13 | Use AF80-22-00-13 1SBL397501R1300 for AC-1 applications higher than 70A
104424 | CL05AB00MN | CL Series | CL Contactor 40A AC-3 2NO+2NC 230V 50Hz/ 277V 60Hz | 1SBL397501R1300 | AF80-22-00-13
104425 | CL05AB00MU | CL Series | CL Contactor 40A AC-3 2NO+2NC 400V 50Hz/ 480V 60Hz | 1SBL347501R1400 | AF40-22-00-14 | Use AF80-22-00-14 1SBL397501R1400 for AC-1 applications higher than 70A
104425 | CL05AB00MU | CL Series | CL Contactor 40A AC-3 2NO+2NC 400V 50Hz/ 480V 60Hz | 1SBL397501R1400 | AF80-22-00-14
104431 | CL07AB00MD | CL Series | 100A 2NO2NC 120V 60/110V 50 HZ COIL | 1SBL397501R1200 | AF80-22-00-12
104433 | CL07AB00MJ | CL Series | CL Contactor 65A AC-3 2NO+2NC 110V 50Hz/ 120V 60Hz | 1SBL397501R1300 | AF80-22-00-13
104434 | CL07AB00MN | CL Series | CL Contactor 65A AC-3 2NO+2NC 230V 50Hz/ 277V 60Hz | 1SBL397501R1300 | AF80-22-00-13 | Use AF80-22-00-14 1SBL397501R1400 for 277V 60Hz control voltage
104434 | CL07AB00MN | CL Series | CL Contactor 65A AC-3 2NO+2NC 230V 50Hz/ 277V 60Hz | 1SBL397501R1400 | AF80-22-00-14
104435 | CL07AB00MU | CL Series | CL Contactor 65A AC-3 2NO+2NC 400V 50Hz/ 480V 60Hz | 1SBL397501R1400 | AF80-22-00-14
104441 | CL08AB00MD | CL Series | 110A 2NO2NC 24V 50/60 HZ COIL | 1SBL397501R1100 | AF80-22-00-11
104443 | CL08AB00MJ | CL Series | CL Contactor 80A AC-3 2NO+2NC V 50Hz/ V 60Hz | 1SBL397501R1300 | AF80-22-00-13
104444 | CL08AB00MN | CL Series | CL Contactor 80A AC-3 2NO+2NC 230V 50Hz/ 277V 60Hz | 1SBL397501R1400 | AF80-22-00-14
104445 | CL08AB00MU | CL Series | CL Contactor 80A AC-3 2NO+2NC 400V 50Hz/ 480V 60Hz | 1SBL397501R1400 | AF80-22-00-14
104471 | CK85BA311D | CK Series | CK85BA311D CONT. 24V50 | 1SFL527002R1111 | AF205-30-11-11
104473 | CK85BA311J | CK Series | CK85BA311J CONT. 110V50 | 1SFL527002R1311 | AF205-30-11-13
104474 | CK85BA311N | CK Series | CK85BA311N CONT. 230-220V50 277V60 | 1SFL527002R1311 | AF205-30-11-13
104475 | CK85BA311U | CK Series | CK85BA311U CONT. 400-380V50 480V60 | Look comments | Look comments | Ask GPM… Active product with no sales in EPIS 2017 and 2018
104476 | CK85BE311D | CK Series | CK85BE311D CONT. 24V DC. | 1SFL527002R1111 | AF205-30-11-11
104478 | CK85BE311J | CK Series | CK85BE311J CONT. 110-127V50-60 DC | 1SFL527002R1311 | AF205-30-11-13
104479 | CK85BE311N | CK Series | CK85BE311N CONT. 220-250V50-60 DC | 1SFL527002R1311 | AF205-30-11-13
104480 | CK09BE311F | CK Series | CK09BE311F CONT. 42-48V50-60 DC | 1SFL547002R1111 | AF265-30-11-11 | Use AF265-30-11-11 1SFL547002R1111 for IEC applications and AF205-30-11-11 1SFL527002R1111 for UL, BUSBAR FIT VERIFICATION REQUIRED
104480 | CK09BE311F | CK Series | CK09BE311F CONT. 42-48V50-60 DC | 1SFL527002R1111 | AF205-30-11-11
104483 | CK09BA311J | CK Series | CK09BA311J CONT. 110V50 | 1SFL547002R1311 | AF265-30-11-13 | Use AF265-30-11-13 1SFL547002R1311 for IEC applications and AF205-30-11-13 1SFL527002R1311 for UL, BUSBAR FIT VERIFICATION REQUIRED
104483 | CK09BA311J | CK Series | CK09BA311J CONT. 110V50 | 1SFL527002R1311 | AF205-30-11-13
104486 | CK09BE311D | CK Series | CK09BE311D CONT. 24-28V DC | 1SFL547002R1111 | AF265-30-11-11 | Use AF265-30-11-11 1SFL547002R1111 for IEC applications and AF205-30-11-11 1SFL527002R1111 for UL, BUSBAR FIT VERIFICATION REQUIRED
104486 | CK09BE311D | CK Series | CK09BE311D CONT. 24-28V DC | 1SFL527002R1111 | AF205-30-11-11
104488 | CK09BE311J | CK Series | CK09BE311J CONT. 110-127V50-60 DC | 1SFL547002R1311 | AF265-30-11-13 | Use AF265-30-11-13 1SFL547002R1311 for IEC applications and AF205-30-11-13 1SFL527002R1311 for UL, BUSBAR FIT VERIFICATION REQUIRED
104488 | CK09BE311J | CK Series | CK09BE311J CONT. 110-127V50-60 DC | 1SFL527002R1311 | AF205-30-11-13
104489 | CK09BE311N | CK Series | CK09BE311N CONT. 220-250V50-60 DC | 1SFL547002R1311 | AF265-30-11-13 | Use AF265-30-11-13 1SFL547002R1311 for IEC applications and AF205-30-11-13 1SFL527002R1311 for UL, BUSBAR FIT VERIFICATION REQUIRED
104489 | CK09BE311N | CK Series | CK09BE311N CONT. 220-250V50-60 DC | 1SFL527002R1311 | AF205-30-11-13
104493 | CK09BE311Y | CK Series | CK09BE311Y CONT. 440-500V50-60 DC | 1SFL547002R1411 | AF265-30-11-14 | Use AF265-30-11-14 1SFL547002R1411 for IEC applications and AF205-30-11-14 1SFL527002R1411 for UL, BUSBAR FIT VERIFICATION REQUIRED
104493 | CK09BE311Y | CK Series | CK09BE311Y CONT. 440-500V50-60 DC | 1SFL527002R1411 | AF205-30-11-14
104498 | CK10BE311J | CK Series | CK10BE311J CONT. 110-127V50-60 DC. | 1SFL607002R1311 | AF370-30-11-13 | Use AF460-30-11 Coil 100-250V 1SFL597001R7011 above 200kW AC-3 at 400V
104498 | CK10BE311J | CK Series | CK10BE311J CONT. 110-127V50-60 DC. | 1SFL597001R7011 | AF460-30-11 Coil 100-250V
104503 | CK11BE311J | CK Series | CK11BE311J CONT. 110-127V50-60 DC. | 1SFL617001R7011 | AF580-30-11 | Use AF460-30-11 Coil 100-250V 1SFL597001R7011 for UL application and IEC up to 250kW AC-3 at 400V
104503 | CK11BE311J | CK Series | CK11BE311J CONT. 110-127V50-60 DC. | 1SFL597001R7011 | AF460-30-11 Coil 100-250V
104504 | CK10BA311N | CK Series | CK10BA311N CONT. 220-230V50 277V60 | 1SFL607002R1311 | AF370-30-11-13 | Use AF460-30-11 Coil 100-250V 1SFL597001R7011 above 200kW AC-3 at 400V
104504 | CK10BA311N | CK Series | CK10BA311N CONT. 220-230V50 277V60 | 1SFL597001R7011 | AF460-30-11 Coil 100-250V
104516 | CK12BE311D | CK Series | CK12BE311D CONT. 24-28V DC | 1SFL637001R6811 | AF750-30-11 | Use AF580-30-11 1SFL617001R6811 for UL or IEC up to 315kW AC-3 at 400V
104516 | CK12BE311D | CK Series | CK12BE311D CONT. 24-28V DC | 1SFL617001R6811 | AF580-30-11
104518 | CK12BE311J | CK Series | CK12BE311J CONT. 110-127V50-60 DC. | 1SFL637001R7011 | AF750-30-11 | Use AF580-30-11 1SFL617001R7011 for UL or IEC up to 315kW AC-3 at 400V
104518 | CK12BE311J | CK Series | CK12BE311J CONT. 110-127V50-60 DC. | 1SFL617001R7011 | AF580-30-11
104519 | CK12BE311N | CK Series | CK12BE311N CONT. 220-250V50-60 DC. | 1SFL637001R7011 | AF750-30-11 | Use AF580-30-11 1SFL617001R7011 for UL or IEC up to 315kW AC-3 at 400V
104519 | CK12BE311N | CK Series | CK12BE311N CONT. 220-250V50-60 DC. | 1SFL617001R7011 | AF580-30-11
104520 | CK09BA311N | CK Series | CK09BA311N CONT. 220-230V50 277V60 | 1SFL547002R1311 | AF265-30-11-13 | Use AF265-30-11-13 1SFL547002R1311 for IEC applications and AF205-30-11-13 1SFL527002R1311 for UL, BUSBAR FIT VERIFICATION REQUIRED
104520 | CK09BA311N | CK Series | CK09BA311N CONT. 220-230V50 277V60 | 1SFL527002R1311 | AF205-30-11-13
104523 | CK13BA311J | CK Series | CK Contactor 825A AC-3 3P Aux 1NO+1NC 110V 50Hz /120V 60Hz | 1SFL647001R7011 | AF1250-30-11 | For AC-3 application, use XREF #2
104523 | CK13BA311J | CK Series | CK Contactor 825A AC-3 3P Aux 1NO+1NC 110V 50Hz /120V 60Hz | 1SFL657001R7011 | AF1350-30-11
104524 | CK13BA311N | CK Series | CK Contactor 825A AC-3 3P Aux 1NO+1NC 220V 50Hz /277V 60Hz | 1SFL647001R7011 | AF1250-30-11 | For AC-3 application, use XREF #2
104524 | CK13BA311N | CK Series | CK Contactor 825A AC-3 3P Aux 1NO+1NC 220V 50Hz /277V 60Hz | 1SFL657001R7011 | AF1350-30-11
104525 | CK13BA311U | CK Series | CK Contactor 825A AC-3 3P Aux 1NO+1NC 380-440V 50Hz /380V 60Hz | 1SFL647001R7011 | AF1250-30-11 | For AC-3 application, use XREF #2
104525 | CK13BA311U | CK Series | CK Contactor 825A AC-3 3P Aux 1NO+1NC 380-440V 50Hz /380V 60Hz | 1SFL657001R7011 | AF1350-30-11
104526 | CK13BA311Y | CK Series | CK Contactor 825A AC-3 3P Aux 1NO+1NC 500V 50Hz /600V 60Hz | 1SFL647001R7011 | AF1250-30-11 | For AC-3 application, use XREF #2
104526 | CK13BA311Y | CK Series | CK Contactor 825A AC-3 3P Aux 1NO+1NC 500V 50Hz /600V 60Hz | 1SFL657001R7111 | AF1350-30-11
104531 | CK07BA411D | CK Series | CK07BA411D CONT. 24V50 | 1SFL447101R1100 | AF140-40-11-11
104532 | CK07BA411G | CK Series | CK07BA411G CONT. 48V50 | 1SFL447101R1100 | AF140-40-11-11
104533 | CK07BA411J | CK Series | CK Contactor 200A AC-1 4P Aux 1NO+1NC 110V 50Hz /120V 60Hz | 1SFL447101R1300 | AF140-40-00-13
104534 | CK07BA411N | CK Series | CK Contactor 200A AC-1 4P Aux 1NO+1NC 220-230V 50Hz /277V 60Hz | 1SFL447101R1300 | AF140-40-00-13
104535 | CK07BA411U | CK Series | CK Contactor 200A AC-1 4P Aux 1NO+1NC 380-400V 50Hz /480V 60Hz | 1SFL447101R1400 | AF140-40-00-14
104538 | CK07BE411J | CK Series | CK07BE411J CONT. 110-127V50-60 DC | 1SFL447101R1300 | AF140-40-11-13
104539 | CK07BE411N | CK Series | CK07BE411N CONT. 220-250V50-60 DC | 1SFL447101R1300 | AF140-40-11-13
104541 | CK08BA411D | CK Series | CK08BA411D CONT. 24V50 | 1SFL527102R1111 | AF205-40-11-11 | Use AF190-40-11-11 1SFL487102R1111 for UL applications
104541 | CK08BA411D | CK Series | CK08BA411D CONT. 24V50 | 1SFL487102R1111 | AF190-40-11-11
104543 | CK08BA411J | CK Series | CK Contactor 325A AC-1 4P Aux 1NO+1NC 110V 50Hz /120V 60Hz | 1SFL527102R1311 | AF205-40-11-13 | Use AF190-40-11-13 1SFL487102R1311 for UL applications
104543 | CK08BA411J | CK Series | CK Contactor 325A AC-1 4P Aux 1NO+1NC 110V 50Hz /120V 60Hz | 1SFL487102R1311 | AF190-40-11-13
104544 | CK08BA411N | CK Series | CK Contactor 325A AC-1 4P Aux 1NO+1NC 220-230V 50Hz /277V 60Hz | 1SFL527102R1311 | AF205-40-11-13 | Use AF190-40-11-13 1SFL487102R1311 for UL applications
104544 | CK08BA411N | CK Series | CK Contactor 325A AC-1 4P Aux 1NO+1NC 220-230V 50Hz /277V 60Hz | 1SFL487102R1311 | AF190-40-11-13
104545 | CK08BA411U | CK Series | CK Contactor 325A AC-1 4P Aux 1NO+1NC 380-400V 50Hz /480V 60Hz | 1SFL527102R1411 | AF205-40-11-14 | Use AF190-40-11-14 1SFL487102R1411 for UL applications
104545 | CK08BA411U | CK Series | CK Contactor 325A AC-1 4P Aux 1NO+1NC 380-400V 50Hz /480V 60Hz | 1SFL487102R1411 | AF190-40-11-14
104546 | CK08BE411D | CK Series | CK08BE411D CONT. 24V= | 1SFL527102R1111 | AF205-40-11-11 | Use AF190-40-11-11 1SFL487102R1111 for UL applications
104546 | CK08BE411D | CK Series | CK08BE411D CONT. 24V= | 1SFL487102R1111 | AF190-40-11-11
104549 | CK08BE411N | CK Series | CK08BE411N CONT. 220-250V50-60 DC | 1SFL527102R1311 | AF205-40-11-13 | Use AF190-40-11-13 1SFL487102R1311 for UL applications
104549 | CK08BE411N | CK Series | CK08BE411N CONT. 220-250V50-60 DC | 1SFL487102R1311 | AF190-40-11-13
104558 | CK09BE411J | CK Series | CK09BE411J CONT. 110-127V50-60 DC | 1SFL547102R1311 | AF265-40-11-13 | Use AF265-40-11-13 1SFL547102R1311 for IEC applications and AF205-40-11-13 1SFL527102R1311 for UL, BUSBAR FIT VERIFICATION REQUIRED
104558 | CK09BE411J | CK Series | CK09BE411J CONT. 110-127V50-60 DC | 1SFL527102R1311 | AF205-40-11-13
104559 | CK09BE411N | CK Series | CK09BE411N CONT. 220-250V50-60 DC | 1SFL547102R1311 | AF265-40-11-13 | Use AF265-40-11-13 1SFL547102R1311 for IEC applications and AF205-40-11-13 1SFL527102R1311 for UL, BUSBAR FIT VERIFICATION REQUIRED
104559 | CK09BE411N | CK Series | CK09BE411N CONT. 220-250V50-60 DC | 1SFL527102R1311 | AF205-40-11-13
104568 | CK95BE411J/ | CK Series | Utilizar codigo 104572 | Look comments | Look comments | Ask GPM… Active product with no sales in EPIS 2017 and 2018
104569 | CK95BE411N | CK Series | CK95BE411N C0NT. 220-250V50-60 DC. | 1SFL587102R1311 | AF305-40-11-13
104573 | CK75CE322WHT | CK Series | CK75CE Special Transportation | 1SFL467001R1322 | AF146-30-22-13 | Use AF146-30-22B-13 1SFL467002R1322 for busbar connection
104573 | CK75CE322WHT | CK Series | CK75CE Special Transportation | 1SFL467002R1322 | AF146-30-22B-13
104574 | CK75CE222WHT | CK Series | CK75CE Special Transportation | 1SFL467001R1322 | AF146-30-22-13 | Use AF146-30-22B-13 1SFL467002R1322 for busbar connection
104574 | CK75CE222WHT | CK Series | CK75CE Special Transportation | 1SFL467002R1322 | AF146-30-22B-13
104599 | CK12BE411N | CK Series | CK12BE411N CONT. 220-250V50-60 DC. | SK827044-EM | EK1000-40-11 | No replacement for UL application
104603 | CK13BA411J | CK Series | CK Contactor 1250A AC-1 4P Aux 1NO+1NC 110V 50Hz /120V 60Hz | Look comments | Look comments | Ask GPM… Active product with no sales in EPIS 2017 and 2018
104604 | CK13BA411N | CK Series | CK Contactor 1250A AC-1 4P Aux 1NO+1NC 220-230V 50Hz /277V 60Hz | Look comments | Look comments | Product Gap, EK range only up to 1000A
104605 | CK13BA411U | CK Series | CK Contactor 1250A AC-1 4P Aux 1NO+1NC 380-440V 50Hz /380V 60Hz | Look comments | Look comments | Ask GPM… Active product with no sales in EPIS 2017 and 2018
104610 | CK95BE311F | CK Series | CK95BE311F CONT. 42-48V50-60 DC | 1SFL587002R1111 | AF305-30-11-11
104611 | CK95BE311U | CK Series | CK95BE311U CONT. 380-415V50-60 DC | 1SFL587002R1411 | AF305-30-11-14
104614 | CK95BE311N | CK Series | CK95BE311N CONT. 220V50 | 1SFL587002R1311 | AF305-30-11-13
104616 | CK95BE311D | CK Series | CK95BE311D CONT. 24-28V= | 1SFL587102R1111 | AF305-40-11-11
104618 | CK95BE311J | CK Series | CK95BE311J CONT. 110-127V50-60 DC | 1SFL587002R1311 | AF305-30-11-13
104633 | LB1AJ | CL Series | COIL | Look comments | Look comments | No Coil Spare part available
104634 | LB1AN | CL Series | CL Spare part coil 277V AC 60Hz (CL00…CL03) | Look comments | Look comments | No Coil Spare part available
104635 | LB1AU | CL Series | CL Spare part coil 380-400V 50Hz / 480V 60Hz AC (CL00 - CL03) | Look comments | Look comments | No Coil Spare part available
104638 | LB3AEMP | CL Series | LB3AEMP REC.BOB. 32V 50HZ | Look comments | Look comments | No Coil Spare part available
104641 | LB3AD | CL Series | LB3AD BOB. 24V50 | Look comments | Look comments | No Coil Spare part available
104642 | LB3AG | CL Series | LB3AG BOB. 48V50 | Look comments | Look comments | No Coil Spare part available
104643 | LB3AJ | CL Series | CL Spare part coil 110V 50Hz / 120V 60Hz AC (CL03…CL05) | Look comments | Look comments | No Coil Spare part available
104644 | LB3AN | CL Series | CL Spare part coil 277V AC 60Hz (CL03…CL05) | Look comments | Look comments | No Coil Spare part available
104645 | LB3AU | CL Series | CL Spare part coil 380-400V 50Hz / 480V 60Hz AC (CL03…CL05) | Look comments | Look comments | No Coil Spare part available
104651 | LB4AD | CL Series | LB4AD BOB. 24V50 | Look comments | Look comments | No Coil Spare part available
104652 | LB4AG | CL Series | LB4AG BOB. 48V50 | Look comments | Look comments | No Coil Spare part available
104653 | LB4AJ | CL Series | CL Spare part coil 110V 50Hz / 120V 60Hz AC (CL06 - CL10) | Look comments | Look comments | No Coil Spare part available
104654 | LB4AN | CL Series | CL Spare part coil 277V AC 60Hz (CL05…CL10) | Look comments | Look comments | No Coil Spare part available
104655 | LB4AU | CL Series | CL Spare part coil 380-400V 50Hz / 480V 60Hz AC (CL06 - CL10) | Look comments | Look comments | No Coil Spare part available
104700 | BCLF10 | CL Series | CL Frontal Aux. contacts block 1NO | 1SBN010110R1010 | CA4-10
104701 | BCLF01 | CL Series | CL Frontal Aux. contacts block 1NC | 1SBN010110R1001 | CA4-01
104702 | BCLF10G | CL Series | CL Frontal Aux. contacts block 1NO | 1SBN010111R1010 | CC4-10
104703 | BCLF01G | CL Series | CL Frontal Aux. contacts block 1NC | 1SBN010111R1001 | CC4-01
104704 | BRLL20 | CL Series | CL Lateral Aux. contacts block 2NO | Look comments | Look comments | If requires lateral mounting replace by 2xCAL4-11, if not by 2xCA4-10
104705 | BRLL11 | CL Series | CL Lateral Aux. contacts block 1NO 1NC | 1SBN010120R1011 | CAL4-11
104706 | BCLL20 | Efficor | CL Lateral Aux. contacts block 2NO | Look comments | Look comments | If requires lateral mounting replace by 2xCAL4-11, if not by 2xCA4-10
104707 | BCLL11 | Efficor | CL Lateral Aux. contacts block 1NO 1NC | 1SBN010120R1011 | CAL4-11
104709 | BTLF30C | CL Series | CL Pneumatic timer 0,1-30s Delay ON | 1SBN020112R1000 | TEF4-ON
104710 | BTLF60C | CL Series | CL Pneumatic timer 1-60s Delay ON | 1SBN020112R1000 | TEF4-ON
104711 | BTLF30D | CL Series | CL Pneumatic timer 0,1-30s Delay OFF | 1SBN020114R1000 | TEF4-OFF
104712 | BTLF60D | CL Series | CL Pneumatic timer 1-60s Delay OFF | 1SBN020114R1000 | TEF4-OFF
104713 | BSLR2G | CL Series | CL Voltage suppressor block R/C 12-48V AC | Look comments | Look comments | No Need
104714 | BSLR2K | CL Series | CL Voltage suppressor block R/C 50-127V AC | Look comments | Look comments | No Need
104715 | BSLR2R | CL Series | CL Voltage suppressor block R/C 130-250V AC | Look comments | Look comments | No Need
104716 | BSLR3G | Efficor | CL Voltage suppressor block R/C 24-48V AC | Look comments | Look comments | No Need
104717 | BSLR3K | Efficor | CL Voltage suppressor block R/C 50-127V AC | Look comments | Look comments | No Need
104718 | BSLR3R | Efficor | CL Voltage suppressor block R/C 130-240V AC | Look comments | Look comments | No Need
104719 | BSLDZ | Efficor | CL Voltage suppressor block Diode 12-600V DC | Look comments | Look comments | No Need
104720 | BSLV3G | Efficor | CL Voltage suppressor block Varistor 24-48V AC/DC | Look comments | Look comments | No Need
104721 | BSLV3K | Efficor | CL Voltage suppressor block Varistor AC/DC 50-127V AC/DC | Look comments | Look comments | No Need
104722 | BSLV3R | Efficor | CL Voltage suppressor block Varistor 130-250V AC/DC | Look comments | Look comments | No Need
104723 | BELA | Efficor | CL Mechanical interlock (CL00..CL10) | 1SBN030111R1000 | VEM4 | Use VM96-4 1SBN033405T1000 for AF40 ... AF96 contactors
104723 | BELA | Efficor | CL Mechanical interlock (CL00..CL10) | 1SBN033405T1000 | VM96-4
104724 | BELA02 | Efficor | CL Mechanical/electrical interlock (CL00..CL10) | 1SBN030111R1000 | VEM4 | for AF4..AF96, select VM964+2 CA41 1SBN3345T1 + 2 x 1SBN111R11
104724 | BELA02 | Efficor | CL Mechanical/electrical interlock (CL00..CL10) | 1SBN033405T1000 | VM96-4
104725 | BEL | CL Series | BEL ENCLAV. (SIN CONT.) | 1SBN030111R1000 | VEM4
104729 | BTLED02 | CL Series | BTLED02 TEMP.ELEC. LA4DR0U (TEL) | 1SBN020114R1000 | TEF4-OFF
104738 | V31200B | CL Series | CONTACT KIT | Look comments | Look comments | Contact kits spare part
104739 | V31201B | CL Series | CONTACT KIT | Look comments | Look comments | Contact kits spare part
104741 | V31202B | CL Series | CONTACT KIT | Look comments | Look comments | Contact kits spare part
104743 | V31203B | CL Series | V31203B CONT.ACCES.CL03.. | Look comments | Look comments | Contact kits spare part
104745 | V31204B | CL Series | V31204B CONT.ACCES.CL04.. | Look comments | Look comments | Contact kits spare part
104747 | V31205B | CL Series | V31205B CONT.ACCES.CL05.. | Look comments | Look comments | Contact kits spare part
104748 | VB1205B | CL Series | VB1205B CONT.ACCES. CL5.B... | Look comments | Look comments | Contact kits spare part
104749 | V31206B | CL Series | V31206B CONT.ACCES.CL06.. | Look comments | Look comments | Contact kits spare part
104750 | V31207B | CL Series | V31207B CONT.ACCES. CL07.. | Look comments | Look comments | Contact kits spare part
104752 | V31208B | CL Series | V31208B CONT.ACCES.CL08.. | Look comments | Look comments | Contact kits spare part
104753 | VB1208B | CL Series | VB1208B CONT.ACCES. CL08.. | Look comments | Look comments | Ask GPM… Active product with no sales in EPIS 2017 and 2018
104754 | V31209B | CL Series | V31209B CONT.ACCES.CL09.. | Look comments | Look comments | Contact kits spare part
104755 | V31210B | CL Series | V31210B CONT.ACCES.CL10.. | Look comments | Look comments | Contact kits spare part
104757 | V31225B | CL Series | CONTACT KIT | Look comments | Look comments | Contact kits spare part
104758 | V31245B | CL Series | V31245B CONT.ACCES.CL45.. | Look comments | Look comments | Contact kits spare part
104761 | KRC48/260 | CK Series | CK Voltage suppressor block RC CK85-CK13 260V AC | Look comments | Look comments | No Need
104762 | KRC380/415 | CL Series | CK Voltage suppressor block RC CK85-CK13 415V AC | Look comments | Look comments | Ask GPM… Active product with no sales in EPIS 2017 and 2018
104763 | BEKH | CK Series | CK Mechanical interlock Horizontal CK07B…CK12… | 1SFN030300R1000 | VM19 | Use VM19 1SFN030300R1000 up to CK95, and VM750H 1SFN035700R1000 above CK10
104763 | BEKH | CK Series | CK Mechanical interlock Horizontal CK07B…CK12… | 1SFN035700R1000 | VM750H
104764 | BEKV | CK Series | CK Mechanical interlock Vertical CK13… | 1SFN036503R1000 | VM1650H
104766 | C09476 | CK Series | CK Pole terminal protector for CK85B... CK95B 1 pole VDE0106 | Look comments | Look comments | No Coil Spare part available
104767 | KVP12G | CL Series | KVP12G JUEGO ACC. KG12.. | Look comments | Look comments | Ask GPM… Active product with no sales in EPIS 2017 and 2018
104770 | KVP85G | CL Series | KVP85G JUEGO ACC. KG85-95.. | Look comments | Look comments | Ask GPM… Active product with no sales in EPIS 2017 and 2018
104771 | KVP10G | CL Series | KVP10G JUEGO ACC. KG10-11.. | Look comments | Look comments | Ask GPM… Active product with no sales in EPIS 2017 and 2018
104776 | V31108BA | CK Series | V31108BA CONT.ACCES.CK08.. | Look comments | Look comments | Contact kits spare part
104777 | V31185BA | CK Series | V31185BA CONT.ACCES.CK85.. | Look comments | Look comments | Contact kits spare part
104778 | V31109BA | CK Series | V31109BA CONT.ACCES.CK09.. | Look comments | Look comments | Contact kits spare part
104779 | V31195BA | CK Series | V31195BA CONT.ACCES.CK95.. | Look comments | Look comments | Contact kits spare part
104782 | V31112BA | CL Series | Utilizar codigo 104787 | Look comments | Look comments | Contact kits spare part
104785 | BEKVA | CK Series | CK Mechanical interlock Vertical CK10C…CK12B… | 1SFN035701R1000 | VM750V
104786 | BEKVS | CK Series | CK Mechanical interlock Vertical CK75CB…CK95… | 1SFN030300R1000 | VM19 | Use VM19 1SFN030300R1000 up to CK95, and VM750H 1SFN035700R1000 above CK10
104786 | BEKVS | CK Series | CK Mechanical interlock Vertical CK75CB…CK95… | 1SFN035700R1000 | VM750H
104797 | BNL | CL Series | CL Neutral terminal | Look comments | Look comments | Spare part. DRAF accessory
104798 | EPL | CL Series | CL Conversion to permanent control | Look comments | Look comments | Spare part. DRAF accessory
104799 | BML | CL Series | BLOQ.CON.MARCHA CL.A BML | Look comments | Look comments | Ask GPM… Active product with no sales in EPIS 2017 and 2018
104800 | BMLF | CL Series | CL Start contact block (spare part) | 1SBN010013R1010 | CB5-10
104801 | CL03D301MWDD-RAIL | CL Series | CL03D301MWDD-Rail Special Rail version | 1SBL236061R2100 | AF26ZB-30-00-21
104802 | CL04D301MWDD-RAIL | CL Series | CL04D301MWDD-Rail Special Rail version | 1SBL276061R2100 | AF30ZB-30-00-21
104803 | CL03D301MWJD-RAIL | CL Series | CL03D301MWJD-Rail Special Rail version | 1SBL236061R2200 | AF26ZB-30-00-22
104804 | CL04D301MWJD-RAIL | CL Series | CL04D301MWJD-Rail Special Rail version | 1SBL276061R2200 | AF30ZB-30-00-22
104805 | CL01D400TWDD-RAIL | CL Series | CL01D400TWDD-Rail Special Rail version | 1SBL136261R2100 | AF09ZB-40-00-21
104806 | CL02D400TWDD-RAIL | CL Series | CL02D400TWDD-Rail Special Rail version | 1SBL176261R2100 | AF16ZB-40-00-21
104807 | CL03D400MWDD-RAIL | CL Series | CL03D400MWDD-Rail Special Rail version | 1SBL236261R2100 | AF26ZB-40-00-21
104808 | CL04D400MWDD-RAIL | CL Series | CL04D400MWDD-Rail Special Rail version | 1SBL296261R2100 | AF38ZB-40-00-21
104809 | CL05D400MWDD-RAIL | CL Series | CL05D400MWDD-Rail Special Rail version | 1SBL357201R6900 | AF45-40-00
104810 | CL07D400MWDD-RAIL | CL Series | CL07D400MWDD-Rail Special Rail version | 1SBL417201R7200 | AF75-40-00 20...60 V DC (coil 72)
104811 | C04255D | CK Series | C04255D BOB. CK08.. 24V50 | Look comments | Look comments | No Coil Spare part available
104812 | C04255G | CK Series | C04255G BOB. CK08.. 48V50 | Look comments | Look comments | No Coil Spare part available
104813 | C04255J | CK Series | CK Spare part coil 110V 50Hz / 120V 60Hz CK07BA4… | Look comments | Look comments | Ask GPM… Active product with no sales in EPIS 2017 and 2018
104814 | C04255N | CK Series | CK Spare part coil 220-230V 50Hz / 277V 60Hz CK07BA4… | Look comments | Look comments | No Coil Spare part available
104815 | C04255U | CK Series | CK Spare part coil 380-400V/50Hz / 480V/60Hz CK07BA4… | Look comments | Look comments | Ask GPM… Active product with no sales in EPIS 2017 and 2018
104816 | CL02D400TWN | CL Series | CL Contactor 32A AC-1 4P 220V DC WVR | 1SBL177201R1300 | AF16-40-00-13 | Use AF16Z-40-00-23 1SBL176201R2300 when required low inrush current
104816 | CL02D400TWN | CL Series | CL Contactor 32A AC-1 4P 220V DC WVR | 1SBL176201R2300 | AF16Z-40-00-23
104821 | C04787D | CK Series | C04787D BOB. CK10.. 24V50 | Look comments | Look comments | Ask GPM… Active product with no sales in EPIS 2017 and 2018
104822 | C04787G | CK Series | C04787G BOB. CK10.. 48V50 | Look comments | Look comments | Ask GPM… Active product with no sales in EPIS 2017 and 2018
104823 | C04787J | CK Series | CK Spare part coil 110V 50Hz / 120V 60Hz CK08BA4… | Look comments | Look comments | Ask GPM… Active product with no sales in EPIS 2017 and 2018
104824 | C04787N | CK Series | CK Spare part coil 220-230V 50Hz / 277V 60Hz CK08BA4… | Look comments | Look comments | No Coil Spare part available
104825 | C04787U | CK Series | CK Spare part coil 380-400V/50Hz / 480V/60Hz CK08BA4… | Look comments | Look comments | Ask GPM… Active product with no sales in EPIS 2017 and 2018
104833 | C08998J | CK Series | CK Spare part coil 110V 50Hz / 120V 60Hz CK13BA4… | Look comments | Look comments | No Coil Spare part available
104834 | C08998N | CK Series | CK Spare part coil 220-230V 50Hz / 277V 60Hz CK13BA4… | Look comments | Look comments | No Coil Spare part available
104835 | C08998U | CK Series | CK Spare part coil 380-400V/50Hz / 480V/60Hz CK13BA4… | Look comments | Look comments | No Coil Spare part available
104836 | CL09D400MWDD-RAIL | CL Series | CL09D400MWDD-Rail Special Rail version | 1SFL427263R1122 | AF116B-40-22-11
104837 | CL01DB00TWDD-RAIL | CL Series | CL01DB00TWDD-Rail Special Rail version | 1SBL136561R2100 | AF09ZB-22-00-21
104838 | CL02DB00TWDD-RAIL | CL Series | CL02DB00TWDD-Rail Special Rail version | 1SBL176561R2100 | AF16ZB-22-00-21
104839 | CL03DB00MWDD-RAIL | CL Series | CL03DB00MWDD-Rail Special Rail version | 1SBL236561R2100 | AF26ZB-22-00-21
104840 | CL04DB00MWDD-RAIL | CL Series | CL04DB00MWDD-Rail Special Rail version | 1SBL296561R2100 | AF38ZB-22-00-21
104841 | CL05DB00MWDD-RAIL | CL Series | CL05DB00MWDD-RAIL SPECIAL RAIL VERSION | 1SBL337501R6900 | AF45-22-00 | Use AF75-22-00 1SBL417501R6900 for AC-1 applications higher than 70A
104841 | CL05DB00MWDD-RAIL | CL Series | CL05DB00MWDD-RAIL SPECIAL RAIL VERSION | 1SBL417501R6900 | AF75-22-00
104842 | CL07DB00MWDD-RAIL | CL Series | CL07DB00MWDD-Rail Special Rail version | 1SBL417501R7200 | AF75-22-00 20...60 V DC (coil 72)
104845 | CL03DB00RWD | CL Series | CL03DB00RWD 12KW 4P 2 NO+NC 24VDC WI | 1SBL236560R2100 | AF26ZB-22-00RT-21
104850 | KB5ED | CL Series | KB5ED BOB. 24-28V DC | Look comments | Look comments | No Coil Spare part available
104890 | RL4RA040R3 | CL Series - RELAY | Aux contactor RL4RA040RJ | 1SBH136060R2340 | NFZB40ERT-23
104891 | C12168I | CL Series | C12168I RECAMBIO BOBINA 120V 60Hz | Look comments | Look comments | No Coil Spare part available
104893 | C12168J | CL Series | CK Spare part coil 110V 50Hz / 120V 60Hz | Look comments | Look comments | No Coil Spare part available
104894 | C12168N | CL Series | CK Spare part coil 220-230V 50Hz / 277V 60Hz | Look comments | Look comments | No Coil Spare part available
104895 | C12168D | CL Series | C12168D RECAMBIO BOBINA 24V 50Hz | Look comments | Look comments | Ask GPM… Active product with no sales in EPIS 2017 and 2018
104896 | RL4RA031RS | CL Series - RELAY | RELAY 3NO-1NC RING TERM 240V 60HZ | 1SBH136060R2331 | NFZB31ERT-23
104897 | RL4RA031R3 | CL Series - RELAY | RL RELAY 3NO + 1NC, 110-115V50/60 RING | 1SBH136060R2331 | NFZB31ERT-23
104899 | RL4RD022RT | CL Series - RELAY | RL Auxiliary contactor 20A 2NO+2NC Ring terminal 250V DC | 1SBH136060R2322 | NFZB22ERT-23
104907 | SH5.22A88 | AEG Contactors | RELAY 2N/O 2N/C EM/LB AC 110V | 1SBH137001R1339 | NF33/11-13
104908 | RL4RA022GK | CL Series - RELAY | RL Auxiliary contactor 20A 2NO+2NC Screw terminal 127V 50 Hz | 1SBH137001R1339 | NF33/11-13
104909 | RL4RA022GL | AEG Contactors | AUX. RELAY 2A2C 208V60HZ | 1SBH137001R1339 | NF33/11-13
104912 | RL4RA022GN | CL Series - RELAY | RL Auxiliary contactor 20A 2NO+2NC Screw terminal 277V 60Hz | 1SBH137001R1439 | NF33/11-14
104914 | RL4RA022GT | AEG Contactors | AUX. RELAY 2A2C 380V60HZ | 1SBH137001R1439 | NF33/11-14
104915 | SH5.22A63 | AEG Contactors | AUX. RELAY 2A2C 440V60HZ | 1SBH137001R1422 | NF22E-14
104916 | RL4RA022GU | CL Series - RELAY | RL Auxiliary contactor 20A 2NO+2NC Screw terminal 380-400V 50 Hz/ 480V 60Hz | 1SBH137001R1439 | NF33/11-14
104917 | RL4RA022GW | AEG Contactors | AUX. RELAY 2A2C 415V50HZ | 1SBH137001R1439 | NF33/11-14
104919 | RL4RA022GY | CL Series - RELAY | RL Auxiliary contactor 20A 2NO+2NC Screw terminal 500V 50 Hz/ 600V 60Hz | 1SBH137001R1439 | NF33/11-14
104921 | RL4RA022G1 | CL Series - RELAY | RL Auxiliary contactor 20A 2NO+2NC Screw terminal 24V 50 Hz/ 24V 60Hz | 1SBH137001R1139 | NF33/11-11
104922 | SH5.22A54 | AEG Contactors | AUX. RELAY 2A2C 42V50/60HZ | 1SBH137001R1139 | NF33/11-11
104923 | SH5.22A56 | AEG Contactors | AUX. RELAY 2A 2C 110V 50/60HZ | 1SBH137001R1339 | NF33/11-13
104924 | RL4RA022G4 | AEG Contactors | AUX. RELAY 2A2C 120V50/60HZ | 1SBH137001R1339 | NF33/11-13
104925 | RL4RA022G5 | AEG Contactors | AUX. RELAY 2A2C 220V50/60HZ | 1SBH137001R1339 | NF33/11-13
104926 | RL4RA022G6 | CL Series - RELAY | RL Auxiliary contactor 20A 2NO+2NC Screw terminal 220-230V 50 Hz/ 220V 60Hz | 1SBH137001R1339 | NF33/11-13
104927 | SH5.22A51 | AEG Contactors | AUX. RELAY 2A2C 240V50/60HZ | 1SBH137001R1339 | NF33/11-13
104928 | SH5.22A53 | AEG Contactors | AUX. RELAY 2A2C 440V50/60HZ | 1SBH137001R1439 | NF33/11-14
104929 | RL4RD022RWD | CL Series - RELAY | RL Auxiliary contactor 20A 2NO+2NC Ring terminal 24V DC WVR | 1SBH136060R2122 | NFZB22ERT-21
104931 | RL4RD022RWJ | CL Series - RELAY | RL Auxiliary contactor 20A 2NO+2NC Ring terminal 110V DC WVR | 1SBH136060R2222 | NFZB22ERT-22
104932 | RL4RD031RWJ | CL Series - RELAY | RL Auxiliary contactor 20A 3NO+1NC Ring terminal 110V DC WVR | 1SBH136060R2231 | NFZB31ERT-22
104933 | RL4RD040RWJ | CL Series - RELAY | RELE' AUX | 1SBH136060R2240 | NFZB40ERT-22
104934 | RL4RD040RG | CL Series - RELAY | AUX. RELAY 4NO 48V DC RT | 1SBH136060R2240 | NFZB40ERT-22
104935 | CL01D400TWJD-RAIL | CL Series | CL01D400TWJD-Rail Special Rail version | 1SBL136261R2200 | AF09ZB-40-00-22
104936 | CL02D400TWJD-RAIL | CL Series | CL02D400TWJD-Rail Special Rail version | 1SBL176261R2200 | AF16ZB-40-00-22
104937 | CL03D400MWJD-RAIL | CL Series | CL03D400MWJD-Rail Special Rail version | 1SBL236261R2200 | AF26ZB-40-00-22
104938 | CL04D400MWJD-RAIL | CL Series | CL04D400MWJD-Rail Special Rail version | 1SBL296261R2200 | AF38ZB-40-00-22
104939 | CL05D400MWJD-RAIL | CL Series | CL05D400MWJD-Rail Special Rail version | 1SBL337210R6900 | AF45-40-00RT 48...130 V AC/DC (coil 69)
104940 | CL07D400MWJD-RAIL | CL Series | CL07D400MWJD-Rail Special Rail version | 1SBL417210R6900 | AF75-40-00RT 48...130 V AC/DC (coil 69)
104941 | CL09D400MWJD-RAIL | CL Series | CL09D400MWJD-Rail Special Rail version | 1SFL427263R1222 | AF116B-40-22-12
104942 | CL01DB00TWJD-RAIL | CL Series | CL01DB00TWJD-Rail Special Rail version | 1SBL136561R2200 | AF09ZB-22-00-22
104943 | CL02DB00TWJD-RAIL | CL Series | CL02DB00TWJD-RAIL SPECIAL RAIL VERSION | 1SBL176561R2200 | AF16ZB-22-00-22
104944 | CL03DB00MWJD-RAIL | CL Series | CL03DB00MWJD-Rail Special Rail version | 1SBL236561R2200 | AF26ZB-22-00-22
104945 | CL04DB00MWJD-RAIL | CL Series | CL04DB00MWJD-Rail Special Rail version | 1SBL296561R2200 | AF38ZB-22-00-22
104946 | CL05DB00MWJD-RAIL | CL Series | CL05DB00MWJD-Rail Special Rail version | 1SBL337501R6900 | AF45-22-00 | Use AF75-22-00 1SBL417501R6900 for AC-1 applications higher than 70A
104946 | CL05DB00MWJD-RAIL | CL Series | CL05DB00MWJD-Rail Special Rail version | 1SBL417501R6900 | AF75-22-00
104947 | CL07DB00MWJD-RAIL | CL Series | CL07DB00MWJD-Rail Special Rail version | 1SBL417501R6900 | AF75-22-00 48...130 V AC/DC (coil 69)
104948 | CL08DB00MWJD-RAIL | CL Series | CL08DB00MWJD-Rail Special Rail version | 1SBL417501R6900 | AF75-22-00 48…130 V AC/DC
104951 | RL4RD022TWK | CL Series - RELAY | RL4RD022TWK Relay 2NO+2NC 125VDC +/-30% | 1SBH137001R1322 | NF22E-13 | Use NFZ22E-23 1SBH136001R2322 for low inrush current
104951 | RL4RD022TWK | CL Series - RELAY | RL4RD022TWK Relay 2NO+2NC 125VDC +/-30% | 1SBH136001R2322 | NFZ22E-23
104961 | RL4RD053TWJ-Rail | CL Series - RELAY | RL4RD053TWJ-Rail Special Railway | Look comments | Look comments | Look alternative in NF rolling stock catalog
104965 | KM4EWH-T | CL Series | KM4EWH-T Transporte | Look comments | Look comments | No Coil Spare part available
104970 | BCLF10-RAIL | CL Series | BCLF10-Rail Version Transporte | 1SBN010110R1010 | CA4-10
104971 | BCLF01-RAIL | CL Series | BCLF01-Rail Version Transporte | 1SBN010110R1001 | CA4-01
104972 | BCLL20-RAIL | CL Series | BCLL20-Rail Version Transporte | Look comments | Look comments | If requires lateral mounting replace by 2xCAL4-11, if not by 2xCA4-10
104973 | RL4RD004TWD | CL Series - RELAY | RL4RD004TWD AUX CONT. DC +/-30% | 1SBH137001R1144 | NF44E-11 | Use NZ44E-21 1SBH136001R2144 for low inrush current. NF44 is 2stack with 4NO+4NC
104973 | RL4RD004TWD | CL Series - RELAY | RL4RD004TWD AUX CONT. DC +/-30% | 1SBH136001R2144 | NFZ44E-21 | NF44 is 2stack with 4NO+4NC
104974 | RL4RD004TWJ | CL Series - RELAY | RL Auxiliary contactor 20A 4NC Screw terminal 110V DC WVR | 1SBH137001R1244 | NF44E-12 | Use NZ44E-22 1SBH136001R2244 for low inrush current. NF44 is 2stack with 4NO+4NC
104974 | RL4RD004TWJ | CL Series - RELAY | RL Auxiliary contactor 20A 4NC Screw terminal 110V DC WVR | 1SBH136001R2244 | NFZ44E-22 | NF44 is 2stack with 4NO+4NC
104975 | RL4RD062TWDD-Rail | CL Series - RELAY | RL4RD062TWDD-Rail Special Railway | 1SBH136061R2162 | NFZB62E-21
104976 | RL4RD080TWDD-Rail | CL Series - RELAY | RL4RD080TWDD-Rail Special Rail version | 1SBH136001R2180 | NFZ80E-21
104977 | RL4RD044TWDD-Rail | CL Series - RELAY | RL4RD044TWDD-Rail Special Rail version | 1SBH136061R2144 | NFZB44E-21
104978 | RL4RD055TWDD-Rail | CL Series - RELAY | RL4RD055TWDD-Rail Special Rail version | Look comments | Look comments | Look alternative in NF rolling stock catalog
104979 | RL4RD062TWJD-RAIL | CL Series - RELAY | RL4RD062TWJD-Rail Special Railway | 1SBH136061R2262 | NFZB62E-22
104980 | RL4RD080TWJD-RAIL | CL Series - RELAY | RL4RD080TWJD-Rail Special Railway | 1SBH136061R2280 | NFZB80E-22
104981 | RL4RD044TWJD-Rail | CL Series - RELAY | RL4RD044TWJD-Rail Special Railway | 1SBH136061R2244 | NFZB44E-22
104982 | RL4RD055TWJD-Rail | CL Series - RELAY | RL4RD055TWJD-Rail Special Rail version | Look comments | Look comments | Look alternative in NF rolling stock catalog
104983 | RL4RD040TWDD-Rail | CL Series - RELAY | RL4RD040TWDD-Rail Special Rail version | 1SBH136001R2140 | NFZ40E-21
104984 | RL4RD031TWDD-Rail | CL Series - RELAY | RL4RD031TWDD-Rail Special Rail version | 1SBH136001R2131 | NFZ31E-21
104985 | RL4RD022TWDD-Rail | CL Series - RELAY | RL4RD022TWDD-Rail Special Rail version | 1SBH136001R2122 | NFZ22E-21
104986 | RL4RD040TWJD-RAIL | CL Series - RELAY | RL4RD040TWJD-RAIL SPECIAL RAILWAY | 1SBH136001R2240 | NFZ40E-22
104987 | RL4RD031TWJD-RAIL | CL Series - RELAY | RL4RD031TWJD-Rail Special Railway | 1SBH136001R2231 | NFZ31E-22
104988 | RL4RD022TWJD-RAIL | CL Series - RELAY | RL4RD022TWJD-Rail Special Railway | 1SBH136001R2222 | NFZ22E-22
104994 | RL4RD082TWDD-Rail | CL Series - RELAY | RL4RD082TWDD-Rail Special Rail version | Look comments | Look comments | Look alternative in NF rolling stock catalog
104995 | RL4RD082TWJD-Rail | CL Series - RELAY | RL4RD082TWJD-Rail Special Rail version | Look comments | Look comments | Look alternative in NF rolling stock catalog
104996 | RL4RD064TWDD-Rail | CL Series - RELAY | RL4RD064TWDD-Rail Special Rail version | Look comments | Look comments | Look alternative in NF rolling stock catalog
104997 | RL4RD064TWJD-Rail | CL Series - RELAY | RL4RD064TWJD-Rail Special Rail version | Look comments | Look comments | Look alternative in NF rolling stock catalog
105170 | RTXP | RT Series | RT Base for separate mounting DIN EN50022-35 | 1SAZ701902R0001 | DB42
105200 | CM1CA5F | CK Series | CK Pole terminal protector for CK75C … CK08C 1 pole VDE0106 | 1SFN124203R1000 | LT140-30L
105233 | CL00D310TWDD | CL Series | CL00D310TWDD CONT 3P 9A 24VDC COIL+DIODE | 1SBL137001R1110 | AF09-30-10-11 | Use AF09Z-30-10-21 1SBL136001R2110 when required low inrush current
105233 | CL00D310TWDD | CL Series | CL00D310TWDD CONT 3P 9A 24VDC COIL+DIODE | 1SBL136001R2110 | AF09Z-30-10-21
105234 | CL00D301TWDD-RAIL | CL Series | CL00D301TWDD-Rail Special Railway | 1SBL136061R2110 | AF09ZB-30-10-21
105235 | CL00D310TWJD-RAIL | CL Series | CL00D310TWJD-RAIL SPECIAL RAILWAY | 1SBL136061R2210 | AF09ZB-30-10-22
105236 | CL00D301TWJD-RAIL | CL Series | CL00D301TWJD-Rail Special Railway | 1SBL136061R2210 | AF09ZB-30-10-22
105237 | CL01D310TWDD-RAIL | CL Series | CL01D310TWDD-Rail Special Railway | 1SBL156061R2110 | AF12ZB-30-10-21
105238 | CL01D301TWDD-RAIL | CL Series | CL01D301TWDD-Rail Special Railway | 1SBL156061R2101 | AF12ZB-30-01-21
105239 | CL01D310TWJD-RAIL | CL Series | CL01D310TWJD-Rail Special Railway | 1SBL156061R2210 | AF12ZB-30-10-22
105240 | CL01D301TWJD-RAIL | CL Series | CL01D301TWJD-Rail Special Railway | 1SBL156061R2201 | AF12ZB-30-01-22
105241 | CL02D310TWDD-RAIL | CL Series | CL02D310TWDD-Rail | 1SBL176061R2110 | AF16ZB-30-10-21
105242 | CL02D301TWDD-RAIL | CL Series | CL02D301TWDD-Rail Special Railway | 1SBL176061R2101 | AF16ZB-30-01-21
105243 | CL02D310TWJD-RAIL | CL Series | CL02D310TWJD-Rail | 1SBL176061R2210 | AF16ZB-30-10-22
105244 | CL02D301TWJD-RAIL | CL Series | CL02D301TWJD-Rail Special Railway | 1SBL176061R2201 | AF16ZB-30-01-22
105245 | CL03D310MWDD-RAIL | CL Series | CL03D310MWDD-RAIL SPECIAL RAILWAY | 1SBL236061R2100 | AF26ZB-30-00-21
105246 | CL03D310MWJD-RAIL | CL Series | CL03D310MWJD-Rail Special Railway | 1SBL236061R2200 | AF26ZB-30-00-22
105247 | CL04D310MWDD-RAIL | CL Series | CL04D310MWDD-Rail Special Railway | 1SBL276061R2100 | AF30ZB-30-00-21
105248 | CL04D310MWJD-RAIL | CL Series | CL04D310MWJD-Rail Special Railway | 1SBL276061R2200 | AF30ZB-30-00-22
105249 | CL45D300MWDD-RAIL | CL Series | CL45D300MWDD-RAIL SPECIAL RAILWAY | 1SBL296061R2100 | AF38ZB-30-00-21
105250 | CL45D300MWJD-RAIL | CL Series | CL45D300MWJD-RAIL SPECIAL RAILWAY | 1SBL296061R2200 | AF38ZB-30-00-22
105251 | CL06D300MWDD-RAIL | CL Series | CL06D300MWDD-Rail Special Railway | 1SBL357001R7211 | AF50-30-11
105252 | CL06D300MWJD-RAIL | CL Series | CL06D300MWJD-Rail Special Railway | 1SBL357001R6911 | AF50-30-11
105253 | CL07D300MWDD-RAIL | CL Series | CL07D300MWDD-Rail Special Railway | 1SBL377001R7211 | AF63-30-11
105254 | CL07D300MWJD-RAIL | CL Series | CL07D300MWJD-Rail Special Railway | 1SBL377001R6911 | AF63-30-11
105255 | CL08D300MWDD-RAIL | CL Series | CL08D300MWDD-RAIL SPECIAL RAILWAY | 1SBL417001R7211 | AF75-30-11
105256 | CL08D300MWJD-RAIL | CL Series | CL08D300MWJD-RAIL SPECIAL RAILWAY | 1SBL417001R6911 | AF75-30-11
105261 | CL10D300MWJD-RAIL | CL Series | CL10D300MWJD-Rail Special Railway | 1SFL427063R1222 | AF116B-30-22-12
105263 | CK75CE311WD-T | CK Series | CK75CE311W24-60 -T | 1SFL467001R1111 | AF146-30-11-11 | Use AF146-30-11B-11 1SFL467002R1111 for busbar connection
105263 | CK75CE311WD-T | CK Series | CK75CE311W24-60 -T | 1SFL467002R1111 | AF146-30-11B-11
105264 | CK75CE311WJ-T | CK Series | CK75CE311W48-130 -T | 1SFL467001R1211 | AF146-30-11-12 | Use AF146-30-11B-12 1SFL467002R1211 for busbar connection
105264 | CK75CE311WJ-T | CK Series | CK75CE311W48-130 -T | 1SFL467002R1211 | AF146-30-11B-12
105265 | CK08CE311WD-T | CK Series | CK08CE311W24-60 -T | 1SFL527002R1111 | AF205-30-11-11 | Use AF205-30-11-11 1SFL527002R1111 for IEC applications and AF190-30-11-11 1SFL487002R1111 for UL
105265 | CK08CE311WD-T | CK Series | CK08CE311W24-60 -T | 1SFL487002R1111 | AF190-30-11-11
105266 | CK08CE311WJ-T | CK Series | CK08CE311W48-130 -T | 1SFL527002R1211 | AF205-30-11-12 | Use AF205-30-11-12 1SFL527002R1211 for IEC applications and AF190-30-11-12 1SFL487002R1211 for UL
105266 | CK08CE311WJ-T | CK Series | CK08CE311W48-130 -T | 1SFL487002R1211 | AF190-30-11-12
105270 | BCLL11-T | CL Series | BCLL11-T version Transporte | 1SBN010120R1011 | CAL4-11
105272 | BRLL11-RAIL | CL Series | BRLL11-Rail Special Railway | 1SBN010120R1011 | CAL4-11
105275 | SFK0B-RAIL | SFK | SFK Manual motor starter 0,16 - 0,25 A. | 1SAM350200R1002 | MS132-0.25B
105276 | SFK0C-RAIL | SFK | SFK Manual motor starter 0,25 - 0,4 A. | 1SAM350200R1003 | MS132-0.4B
105277 | SFK0D-RAIL | SFK | SFK Manual motor starter 0,4 - 0,63 A. | 1SAM350200R1004 | MS132-0.63B
105278 | SFK0E-RAIL | SFK | SFK Manual motor starter 0,63 - 1 A. R | 1SAM350200R1005 | MS132-1.0B
105279 | SFK0F-RAIL | SFK | SFK Manual motor starter 1 - 1,6 A. Ra | 1SAM350200R1006 | MS132-1.6B
105280 | SFK0G-RAIL | SFK | SFK Manual motor starter 1,6 - 2,5 A. | 1SAM350200R1007 | MS132-2.5B
105281 | SFK0H-RAIL | SFK | SFK Manual motor starter 2,5 - 4 A. Ra | 1SAM350200R1008 | MS132-4.0B
105282 | SFK0I-RAIL | SFK | SFK Manual motor starter 4 - 6,3 A. Ra | 1SAM350200R1009 | MS132-6.3B
105283 | SFK0J-RAIL | SFK | SFK Manual motor starter 6,3 - 10 A. R | 1SAM350200R1010 | MS132-10B
105284 | SFK0K-RAIL | SFK | SFK Manual motor starter 10 - 16 A. Ra | 1SAM350200R1011 | MS132-16B
105285 | SFK0L-RAIL | SFK | SFK Manual motor starter 16 - 20 A. Ra | 1SAM350200R1013 | MS132-20B
105286 | SFK0M-RAIL | SFK | SFK Manual motor starter 20 - 25 A. Ra | 1SAM350200R1014 | MS132-25B
105300 | V31175CA | CK Series | V31175CA CONT.ACCES. CK75.. | Look comments | Look comments | Contact kits spare part
105301 | V31108CA | CK Series | V31108CA CONT.ACCES. CK08. | Look comments | Look comments | Contact kits spare part
105308 | C12168M | CL Series | C12168M RECAMBIO BOBINA 220V 60Hz | Look comments | Look comments | No Coil Spare part available
105310 | C12168R | CL Series | C12168R RECAMBIO BOBINA 240V 50Hz | Look comments | Look comments | No Coil Spare part available
105312 | C12168V | CL Series | C12168V RECAMBIO BOBINA 440V 60Hz | Look comments | Look comments | No Coil Spare part available
105313 | C12168W | CL Series | BOBINA CA150/185 380-400/50 - 480/60 | Look comments | Look comments | Ask GPM… Active product with no sales in EPIS 2017 and 2018
105764 |  | RT Series | Basis therm. relais RT2XP | Look comments | DB65
105970 | BCLL11-RAIL | CL Series | BCLL11-Rail Special Rail version | Look comments | CAL4-11
106622 | BRLL02 | CL Series | CL Lateral Aux. contacts block 2NC | Look comments | Look comments | If requires lateral mounting replace by 2xCAL4-11, if not by 2xCA4-01
106936 | CK08GA3223 | AEG Contactors | 910-304-461-56 LS90K.22 110-115V 50/60 | Look comments | AF205-30-11-12 | Use AF205-30-11-12 1SFL527002R1211 for IEC applications and AF190-30-11-12 1SFL487002R1211 for UL
106936 | CK08GA3223 | AEG Contactors | 910-304-461-56 LS90K.22 110-115V 50/60 | Look comments | AF190-30-11-12
106963 | CSCN30A310M3 | CL Series - CSCN | CSCN30A310M3 CONT.COND. 110-115V50-60 | Look comments | UA30-30-10RA
107009 | CL04D301MWG | CL Series | CL Contactor 32A AC-3 3P Aux 1NC 48V DC WVR | Look comments | AF30-30-00-11 | Use AF30Z-30-00-21 1SBL276001R2100 when required low inrush current
107009 | CL04D301MWG | CL Series | CL Contactor 32A AC-3 3P Aux 1NC 48V DC WVR | Look comments | AF30Z-30-00-21
107023 | CL02A400R5 | CL Series | CL02A400R5 CONT | Look comments | AF16ZB-40-00RT-23
107035 | Md32B02 | AEG MMS | 107035 - 910294400000 3ph bsbr for 2 GPS | Look comments | PS1-2-0-65
107036 | Md32B03 | AEG MMS | 107036 - 910294401000 3ph bsbr for Gps1, | Look comments | PS1-3-0-65
107037 | Md32B04 | AEG MMS | 107037 - 910294402000 3ph bsbr for GPS1, | Look comments | PS1-4-0-65
107038 | Md32B05 | AEG MMS | Md32B05 45mm 5MMS 1S,1H | Look comments | PS1-5-0-65
107039 | Md32B12 | AEG MMS | Md32B12 54mm 2MMS+9mm 1S,1H | Look comments | PS1-2-1-65
107041 | Md32B14 | AEG MMS | Md32B14 54mm 4MMS+9mm 1S,1H | Look comments | PS1-4-1-65
107042 | Md32B15 | AEG MMS | Md32B15 54mm 5MMS+9mm 1S,1H | Look comments | PS1-5-1-65
107043 | Md32B22 | AEG MMS | Md32B22 63mm 2MMS+18mm 1S,1H | Look comments | PS1-2-2-65
107044 | Md32B24 | AEG MMS | Md32B24 63mm 4MMS+18mm 1S,1H | Look comments | PS1-4-2-65
107056 | MF32L05B | AEG MMS | MF32L05B 1S,1H | Look comments | Look comments | No Need
107057 | MF32L7A | AEG MMS | MF32L7A 1S,1H | Look comments | BEA16-4
107058 | MF32L7D | AEG MMS | MF32L7D 1S,1H | Look comments | BEA16-4
107059 | MF32L11A | AEG MMS | MF32L11A 1S,1H | Look comments | BEA38-4
107061 | MF63L18A | AEG MMS | MF63L18A 2S,2H | Look comments | BEA38-4
107063 | MF63L30A | AEG MMS | MF63L30A 2S,2H | Look comments | BEA65-4
107064 | MF32B1 | AEG MMS | MF32B1 BASE PLATE 45 | Look comments | Look comments | No Need
107097 | GPEUTA | Surion | ADAPTOR USER L/S+UVR 2N | Look comments | Look comments | No Need for IB132
107098 | GPF00C02 | Surion | 107098 - GPF00C02 COVER FOR CL00-02*300 | Look comments | Look comments | No Need
107099 | GPF10C02 | Surion | COVER FOR CL00-02*310 | Look comments | Look comments | No Need
107100 | GPF01C02 | Surion | COVER FOR CL00-02*301 | Look comments | Look comments | No Need
107101 | GPF00C25 | Surion | COVER FOR CL25*300 GE | Look comments | Look comments | No Need
107102 | GPF00C04 | Surion | 107102 - GPF00C04 COVER FOR CL03-04*300 | Look comments | Look comments | No Need
107103 | GPF10C04 | Surion | COVER FOR CL03-04*310 | Look comments | Look comments | No Need
107105 | GPF01C04 | Surion | COVER FOR CL03-04*301 | Look comments | Look comments | No Need
107106 | GPF00C45 | Surion | COVER FOR CL45*300 GE | Look comments | Look comments | No Need
107107 | GPF00C08 | CL Series | 107107 - COVER FOR CL06-08*300 | Look comments | Look comments | No Need
107110 | MF10S7 | AEG MMS | MF10S7 COVER FOR LS... | Look comments | Look comments | No Need
107113 | MF00S16 | AEG MMS | MF00S16 COVER FOR LS... | Look comments | Look comments | No Need
107117 | MF00S18 | AEG MMS | MF00S18 COVER FOR LS... | Look comments | Look comments | No Need
107118 | MF00S37 | AEG MMS | MF00S37 COVER FOR LS... | Look comments | Look comments | No Need
107119 | GPS2BSAL | Surion | MMS STD BK 9-13 AMPS | Look comments | MS132-12
107120 | GPS2BHAL | Surion | MMS HIGH BK 9-13 AMPS | Look comments | MS132-12
107121 | GPS2MSAL | Surion | MMS MAG.PROT. 13 STAND.BREAKING | Look comments | MS132-12
107122 | GPS2MHAL | Surion | 107122 - GPS2MHAL MMS MAGN 13 HI. BREAK. | Look comments | MS132-12
107123 | GPS2BS0L-B | Surion | MMS T+M PROT. 9-13 STAND.BREAKING-WHI. | Look comments | MS132-12
107125 | GPS2BH0L-B | Surion | MMS T+M PROT. 9-13 HIGH BREAKING-WHITE | Look comments | MS132-12
107126 | GPS2MS0L-B | Surion | MMS MAG.PROT. 13 STAND.BREAKING-WHITE | Look comments | MS132-12
107127 | GPS2MH0L-B | Surion | MMS MAG.PROT. 13 HIGH BREAKING-WHITE | Look comments | MS132-12
107135 | CL02D301TWD | CL Series | CL Contactor 18A AC-3 3P Aux 1NC 24V DC WVR | Look comments | AF16-30-01-11 | Use AF16Z-30-01-21 1SBL176001R2101 when required low inrush current
107135 | CL02D301TWD | CL Series | CL Contactor 18A AC-3 3P Aux 1NC 24V DC WVR | Look comments | AF16Z-30-01-21
107163 | GPF1B4A | Surion | BASE PLATES FOR CL03-45+GPS1 | Look comments | Look comments | To mount MS..+BEA+AF9..AF38 DOL or reversing starter, select one rail 35 mm rail for MS fixing.
107165 | GPF1L04AA | Surion | LINK MODULE CL03A,CL04A AC 1S,1H | Look comments | BEA38-4
107166 | GPF1L04DA | CL Series | LINK MODULE CL03D,CL04D DC 1S,1H | Look comments | BEA38-4
107175 | CL01A310R5 | CL Series | CONT 3P 12A COIL 220V 50/60HZ RING TERM. | Look comments | AF12ZB-30-10RT-23
107182 | GPAPTP2A | Surion | IP20 TERMINAL COVERS FOR GPS2 QTY | Look comments | KA165
107186 | GPB1FA | Surion | FEED TERMINAL BUSBAR 3P FOR GPS1 | Look comments | S1-M3-25
107187 | GPB2FA | Surion | FEED IN TERMINAL 3 PHASE | Look comments | S1-M2-25 | ABB has currently no feeder block with 5mm², MS165 allows to connect up to 2x 5mm² (rigid)
107188 | Md32F | AEG MMS | Md32F 1S,1H | Look comments | S1-M3-25
107189 | Md63F | AEG MMS | Md63F 2S,2H | Look comments | S1-M2-25
107190 | GPF2L04AA | Surion | LINK MDL CL03A,CL04A | Look comments | BEA38-4
107191 | GPF2L04DA | CL Series | LINK MDL CL03D,CL04D | Look comments | BEA38-4
107192 | MF32L16A | AEG MMS | MF32L16A 1S,1H | Look comments | Look comments | No Need
107220 | MFW30B | Surion | MF63W30B SIDE MODULE FOR ADAPTER | Look comments | Look comments | Ask GPM… Active product with no sales in EPIS 2017 and 2018
107237 | CL01A310R13 | CL Series | CONTACTOR | Look comments | AF12B-30-10RT-14
107238 | CL02A310R13 | CL Series | CONTACTOR | Look comments | AF16B-30-10RT-14
107239 | CL25A300T13 | CL Series | CONTACTOR | Look comments | AF26-30-00-14
107240 | CL04A310M13 | CL Series | CL04A310M13 CONT. 400V50-60HZ | Look comments | AF30-30-00-14
107241 | CL01A310R6 | CL Series | CONTACTOR | Look comments | AF12ZB-30-10RT-23
107242 | CL02A310R6 | CL Series | CONTAC. | Look comments | AF16ZB-30-10RT-23
107243 | CK13BA411Y | CK Series | CK Contactor 1250A AC-1 4P Aux 1NO+1NC 500-500V 50Hz /600V 60Hz | Look comments | Look comments | Ask GPM… Active product with no sales in EPIS 2017 and 2018
107244 | CK08BA411Y | CK Series | CK Contactor 325A AC-1 4P Aux 1NO+1NC 500V 50Hz /600V 60Hz | Look comments | AF205-40-11-14 | Use AF205-40-11-14 1SFL527102R1411 for IEC applications and AF190-40-11-14 1SFL487102R1411 for UL
107244 | CK08BA411Y | CK Series | CK Contactor 325A AC-1 4P Aux 1NO+1NC 500V 50Hz /600V 60Hz | Look comments | AF190-40-11-14
107245 | CK95BE311 (24-60) | CK Series | 3P 250A AC3 CONTACTOR. E-COIL 24-60V | Look comments | Look comments | Ask GPM… Active product with no sales in EPIS 2017 and 2018
107262 | CL03A301M3MP | CL Series | CL03A301M3 Multipack | Look comments | AF26-30-00-13
107315 | GPAPT1E | Surion | TER PROT COVER | Look comments | S1-M3-25
107316 | MAK1AMP | AEG MMS | 910-294-313-000 MAK1AMP PROTECT. UL508E | Look comments | S1-M3-25
107367 | PBF23EBD0-B | Surion | PBF23EBD0-B ADAPTADOR EMBAR.INT+CONT.BL. | Look comments | Look comments | No replacement, phased out
107368 | PBF23ECD0-B | Surion | PBF23ECD0-B ADAPTADOR EMBAR.INT+CONT.BL. | Look comments | Look comments | No replacement, phased out
107396 | Mbs32SG002 | AEG MMS | Mbs32SG002 0,16-0,25 | Look comments | MS116-0.25 | Use MS132-0.25 1SAM350000R1002 for higher Icu/Ics
107396 | Mbs32SG002 | AEG MMS | Mbs32SG002 0,16-0,25 | Look comments | MS132-0.25
107397 | Mbs32SG004 | AEG MMS | Mbs32SG004 0,25-0,4 | Look comments | MS116-0.4 | Use MS132-0.4 1SAM350000R1003 for higher Icu/Ics
107397 | Mbs32SG004 | AEG MMS | Mbs32SG004 0,25-0,4 | Look comments | MS132-0.4
107398 | Mbs32SG006 | AEG MMS | Mbs32SG006 0,4-0,63 | Look comments | MS116-0.63 | Use MS132-0.63 1SAM350000R1004 for higher Icu/Ics
107398 | Mbs32SG006 | AEG MMS | Mbs32SG006 0,4-0,63 | Look comments | MS132-0.63
107399 | Mbs32SG010 | AEG MMS | Mbs32SG010 0,63-1 | Look comments | MS116-1.0 | Use MS132-1.0 1SAM350000R1005 for higher Icu/Ics
107399 | Mbs32SG010 | AEG MMS | Mbs32SG010 0,63-1 | Look comments | MS132-1.0
107400 | Mbs32SG016 | AEG MMS | Mbs32SG016 1-1,6 | Look comments | MS116-1.6 | Use MS132-1.6 1SAM350000R1006 for higher Icu/Ics
107400 | Mbs32SG016 | AEG MMS | Mbs32SG016 1-1,6 | Look comments | MS132-1.6
107401 | Mbs32SG025 | AEG MMS | Mbs32SG025 1,6-2,5 | Look comments | MS116-2.5 | Use MS132-2.5 1SAM350000R1007 for higher Icu/Ics
107401 | Mbs32SG025 | AEG MMS | Mbs32SG025 1,6-2,5 | Look comments | MS132-2.5
107402 | Mbs32SG040 | AEG MMS | Mbs32SG040 2,5-4 | Look comments | MS116-4.0 | Use MS132-4.0 1SAM350000R1008 for higher Icu/Ics
107402 | Mbs32SG040 | AEG MMS | Mbs32SG040 2,5-4 | Look comments | MS132-4.0
107403 | Mbs32SG063 | AEG MMS | Mbs32SG063 4-6,3 | Look comments | MS116-6.3 | Use MS132-6.3 1SAM350000R1009 for higher Icu/Ics
107403 | Mbs32SG063 | AEG MMS | Mbs32SG063 4-6,3 | Look comments | MS132-6.3
107404 | Mbs32SG100 | AEG MMS | Mbs32SG100 6,3-10 | Look comments | MS116-10 | Use MS132-10 1SAM350000R1010 for higher Icu/Ics
107404 | Mbs32SG100 | AEG MMS | Mbs32SG100 6,3-10 | Look comments | MS132-10
107405 | Mbs32SG130 | AEG MMS | Mbs32SG130 9-13 | Look comments | MS116-12 | Use MS132-12 1SAM350000R1012 for higher Icu/Ics
107405 | Mbs32SG130 | AEG MMS | Mbs32SG130 9-13 | Look comments | MS132-12
107406 | Mbs32SG160 | AEG MMS | Mbs32SG160 11-16 | Look comments | MS116-16 | Use MS132-16 1SAM350000R1011 for higher Icu/Ics
107406 | Mbs32SG160 | AEG MMS | Mbs32SG160 11-16 | Look comments | MS132-16
107407 | Mbs32SG200 | AEG MMS | Mbs32SG200 14-20 | Look comments | MS116-20 | Use MS132-20 1SAM350000R1013 for higher Icu/Ics
107407 | Mbs32SG200 | AEG MMS | Mbs32SG200 14-20 | Look comments | MS132-20
107408 | Mbs32SG250 | AEG MMS | Mbs32SG250 19-25 | Look comments | MS116-25 | Use MS132-25 1SAM350000R1014 for higher Icu/Ics
107408 | Mbs32SG250 | AEG MMS | Mbs32SG250 19-25 | Look comments | MS132-25
107409 | Mbs32SG320 | AEG MMS | Mbs32SG320 24-32 | Look comments | MS116-32 | Use MS132-32 1SAM350000R1015 for higher Icu/Ics
107409 | Mbs32SG320 | AEG MMS | Mbs32SG320 24-32 | Look comments | MS132-32
107412 | Mbs63SG160 | AEG MMS | Mbs63SG160 11-16 | Look comments | MS132-16 | Use MS165-16 1SAM451000R1011 for higher Icu/Ics
107412 | Mbs63SG160 | AEG MMS | Mbs63SG160 11-16 | Look comments | MS165-16
107415 | Mbs63SG320 | AEG MMS | Mbs63SG320 24-32 | Look comments | MS132-32 | Use MS165-32 1SAM451000R1014 for higher Icu/Ics
107415 | Mbs63SG320 | AEG MMS | Mbs63SG320 24-32 | Look comments | MS165-32
107416 | Mbs63SG400 | AEG MMS | Mbs63SG400 28-40 | Look comments | MS165-42
107417 | Mbs63SG500 | AEG MMS | Mbs63SG500 35-50 | Look comments | MS165-54
107418 | Mbs63SG630 | AEG MMS | Mbs63SG630 45-63 | Look comments | MS165-65
107419 | Mbs32HG001 | AEG MMS | Mbs32HG001 0,1-0,16 | Look comments | MS132-0.16
107421 | Mbs32HG004 | AEG MMS | Mbs32HG004 0,25-0,4 | Look comments | MS132-0.4
107422 | Mbs32HG006 | AEG MMS | Mbs32HG006 0,4-0,63 | Look comments | MS132-0.63
107423 | Mbs32HG010 | AEG MMS | Mbs32HG010 0,63-1 | Look comments | MS132-1.0
107424 | Mbs32HG016 | AEG MMS | MBS32HG016 1-1,6 | Look comments | MS132-1.6
107425 | Mbs32HG025 | AEG MMS | MBS32HG025 1,6-2,5 | Look comments | MS132-2.5
107426 | Mbs32HG040 | AEG MMS | MBS32HG040 2,5-4 | Look comments | MS132-4.0
107427 | Mbs32HG063 | AEG MMS | MBS32HG063 4-6,3 | Look comments | MS132-6.3
107428 | Mbs32HG100 | AEG MMS | MBS32HG100 6,3-10 | Look comments | MS132-10
107429 | Mbs32HG130 | AEG MMS | MBS32HG130 9-13 | Look comments | MS132-12
107430 | Mbs32HG160 | AEG MMS | MBS32HG160 11-16 | Look comments | MS132-16
107431 | Mbs32HG200 | AEG MMS | MBS32HG200 14-20 | Look comments | MS132-20
107432 | Mbs32HG250 | AEG MMS | MBS32HG250 19-25 | Look comments | MS132-25
107433 | Mbs32HG320 | AEG MMS | MBS32HG320 24-32 | Look comments | MS132-32
107434 | Mbs63HG100 | AEG MMS | Mbs63HG100 6-10 | Look comments | MS132-10
107436 | Mbs63HG160 | AEG MMS | Mbs63HG160 11-16 | Look comments | MS165-16
107438 | Mbs63HG250 | AEG MMS | Mbs63HG250 19-25 | Look comments | MS165-25
107439 | Mbs63HG320 | AEG MMS | Mbs63HG320 24-32 | Look comments | MS165-32
107440 | Mbs63HG400 | AEG MMS | Mbs63HG400 28-40 | Look comments | MS165-42
107441 | Mbs63HG500 | AEG MMS | Mbs63HG500 35-50 | Look comments | MS165-54
107442 | Mbs63HG630 | AEG MMS | Mbs63HG630 45-63 | Look comments | MS165-65
107445 | Ms32SG004 | AEG MMS | Ms32SG004 0,4 | Look comments | MS132-0.4
107481 | Ms32HG320 | AEG MMS | Ms32HG320 32 | Look comments | MO132-32
107491 | LB3A13 | CL Series | LB3A13 BOB. 400V 50/60Hz | Look comments | Look comments | No Coil Spare part available
108125 | LB3A1MP | CL Series | LB3A1MP REC.BOB. 24V50-60Hz | Look comments | Look comments | No Coil Spare part available
108131 | LB3A7MP | CL Series | LB3A7MP REC.BOB. 240V50-60Hz | Look comments | Look comments | No Coil Spare part available
108137 | LB3ANMP | CL Series | LB3ANMP REC.BOB. 230-220V50Hz 277V60Hz | Look comments | Look comments | No Coil Spare part available
108139 | LB3AUMP | CL Series | LB3AUMP REC.BOB. 380-400V50 480V60 | Look comments | Look comments | No Coil Spare part available
108144 | LB4A1MP | CL Series | LB4A1MP REC.BOB. 24V50-60Hz | Look comments | Look comments | No Coil Spare part available
108146 | LB4A6MP | CL Series | LB4A6MP REC.BOB. 230V50-60Hz | Look comments | Look comments | No Coil Spare part available
108148 | LB4AJMP | CL Series | LB4AJMP REC.BOB. 110V 50Hz | Look comments | Look comments | No Coil Spare part available
108152 | LB4AUMP | CL Series | LB4AUMP REC.BOB. 400-380V50Hz 480V60Hz | Look comments | Look comments | No Coil Spare part available
108153 | BCLFMP | CL Series | BCLFMP BLOQ.AUX. BCLF10+BCLF01 | Look comments | CA4-10 + CA4-01
108154 | BCLF10MP | CL Series | BCLF10MP BL.AUX. 1T | Look comments | CA4-10
108155 | BCLF01MP | CL Series | BCLF01MP BL.AUX. 1R | Look comments | CA4-01
108156 | BCLL11GMP | CL Series | 910-304-560-00 HS 8K.11 | Look comments | CAL4-11
108232 | CL10A300M9 | CL Series | CL Contactor 105A AC-3 3P 48V 50Hz /48V 60Hz | Look comments | AF116-30-00-11
108233 | CL05A400M9 | CL Series | CL Contactor 90A AC-1 4P 48V 50Hz /48V 60Hz | Look comments | AF52-40-00-11 | Use AF80-40-00-11 1SBL397201R1100 for UL general use application higher than 80 A
108233 | CL05A400M9 | CL Series | CL Contactor 90A AC-1 4P 48V 50Hz /48V 60Hz | Look comments | AF80-40-00-11
108234 | CL07A400M9 | CL Series | CL Contactor 110A AC-1 4P 48V 50Hz /48V 60Hz | Look comments | AF80-40-00-11
108235 | CL02AB00T9 | CL Series | CL Contactor 18A AC-3 2NO+2NC 48V 50Hz/ 48V 60Hz | Look comments | AF16-22-00-11
108288 | CL06A300M9 | CL Series | CL06A300M9 CONT. 48V 50-60 | Look comments | AF52-30-00-11
108289 | CL07A300M9 | CL Series | CL Contactor 65A AC-3 3P 48V 50Hz /48V 60Hz | Look comments | AF65-30-00-11
108294 | LE2500S1BN | CL Series | LE2500S1BN AR.E.T. IP00 220V 50HZ | Look comments | Look comments | Ask GPM… Active product with no sales in EPIS 2017 and 2018
108535 | RL4RA040R5 | CL Series - RELAY | RL AUX Cont. 4NO, Ring, 220V 50/60Hz | Look comments | NFZB40ERT-23
108536 | RL4RA031R5 | CL Series - RELAY | RL AUX Cont. 3NO+1NC, Ring, 220V 50/60Hz | Look comments | NFZB31ERT-23
108537 | RL4RA022R5 | CL Series - RELAY | RL AUX Cont. 2NO+2NC, Ring, 220V 50/60Hz | Look comments | NFZB22ERT-23
108540 | CL01A400R5 | CL Series | CONTACT.4P 5,5KW220V50/60 RING TERMINAL | Look comments | AF09ZB-40-00RT-23
108748 | CL00A310T13 | CL Series | CL00A310T13 CONT. 400V 50-60Hz | Look comments | AF09-30-10-14
108776 | RL4RA040RK | CL Series - RELAY | auxiliary contactors | Look comments | NFZB40ERT-23
108778 | CL01A301R13 | CL Series | CONTACT.3P 5,5KW RING TERMINAL | Look comments | AF12B-30-01RT-14
108779 | CL02A301R13 | CL Series | CONTACT.3P 7,5KW2 RING TERMINAL | Look comments | AF16B-30-01RT-14
108780 | CL04A301M13 | CL Series | CL04A301M13 CONT. 400V50-60 | Look comments | AF30-30-00-14
108781 | CL01A301R6 | CL Series | CONTACT.3P 5,5KW230V50/60 RING TERMINAL | Look comments | AF12ZB-30-01RT-23
108782 | CL02A301R6 | CL Series | CONTACT.3P 7,5KW230V50/60 RING TERMINAL | Look comments | AF16ZB-30-01RT-23
108796 | CL01A310T13 | CL Series | cont.3p 5,5kW 1N0 400V50-60Hz | Look comments | AF12-30-10-14
108797 | CL45D310MB | CL Series | CONT. 12V DC | Look comments | AF38Z-30-00-20
108798 | CL09A400RN | CL Series | CL09A400RN CONT.R.T.C.230-220V50 277V60 | Look comments | AF116B-40-22RT-13 | AF45…AF75 range cannot be selected as no 277 V 60Hz coil control voltage available
108802 | CL01D400TWJ | CL Series | CL CONT 12A, 4P 4NO 110VDC WR | Look comments | AF09-40-00-12 | Use AF09Z-40-00-22 1SBL136201R2200 when required low inrush current
108802 | CL01D400TWJ | CL Series | CL CONT 12A, 4P 4NO 110VDC WR | Look comments | AF09Z-40-00-22
108851 | RL4RA040R1 | CL Series - RELAY | RL4RA040R1&Rele aux. 4a 24V50/60 ring t | Look comments | NFZB40ERT-21
108852 | RL4RA031R1 | CL Series - RELAY | RL4RA031R1 24 50/60Hz | Look comments | NFZB31ERT-21
108856 | RL4RA022RS | CL Series - RELAY | auxiliary contactors | Look comments | NFZB22ERT-23
108860 | CL09A311M9 | CL Series | CL09A311M9 CONT. 48V 50/60HZ | Look comments | AF96-30-00-11
108864 | RTXBS | RT Series | RT Push-Button with flexible cable for distance RESET (back) | Look comments | Look comments | TOL check application and move to EOL
108865 | RL4RA040RD | CL Series - RELAY | RELAY 4NO RING TERM 24V 50HZ COIL | Look comments | NFZB40ERT-21
108866 | RL4RA031RD | CL Series - RELAY | RELAY 3NO-1NC RING TERM 24V 50HZ | Look comments | NFZB31ERT-21
108867 | RL4RA022RD | CL Series - RELAY | RELAY 2NO-2NC RING TERM 24V 50HZ | Look comments | NFZB22ERT-21
108868 | RL4RA040RJ | CL Series - RELAY | auxiliary contactors | Look comments | NFZB40ERT-22
108869 | RL4RA031RJ | CL Series - RELAY | RL4RA031RJ R.AUX. 110V50 R.T.C. | Look comments | NFZB31ERT-22
108870 | RL4RA022RJ | CL Series - RELAY | RL Auxiliary contactor 20A 2NO+2NC Ring Term. 110V 50 Hz/ 120V 60Hz | Look comments | NFZB22ERT-23
108871 | RL4RA040RN | CL Series - RELAY | RL Auxiliary contactor 20A 4NO Ring Term. 277V 60Hz | Look comments | NFB40ERT-14
108872 | RL4RA031RN | CL Series - RELAY | RL Auxiliary contactor 20A 3NO+1NC Ring Term. 277V 60Hz | Look comments | NFB31ERT-14
108873 | RL4RA022RN | CL Series - RELAY | RL Auxiliary contactor 20A 2NO+2NC Ring Term. 277V 60Hz | Look comments | NFB22ERT-14
108874 | RL4RD040RD | CL Series - RELAY | RL Auxiliary contactor 20A 4NO Ring terminal 24V DC | Look comments | NFZB40ERT-21
108875 | RL4RD031RD | CL Series - RELAY | RL Auxiliary contactor 20A 3NO+1NC Ring terminal 24V DC | Look comments | NFZB31ERT-21
108876 | RL4RD022RD | CL Series - RELAY | RL Auxiliary contactor 20A 2NO+2NC Ring terminal 24V DC | Look comments | NFZB22ERT-21
108877 | CL00A310RD | CL Series | 5HP@460V1NO RING TERM 24V50HZCOIL | Look comments | AF09ZB-30-10RT-21
108878 | CL00A301RD | CL Series | 5HP@460V1NC RING TERM 24V50HZCOIL | Look comments | AF09ZB-30-01RT-21
108879 | CL01A310RD | CL Series | 7.5HP@460V1NO RING TERM 24V50HZCOIL | Look comments | AF12ZB-30-10RT-21
108880 | CL01A301RD | CL Series | 7.5HP@460V1NC RING TERM 24V50HZCOIL | Look comments | AF12ZB-30-01RT-21
108881 | CL02A310RD | CL Series | 10HP@460V1NO RING TERM 24V50HZCOIL | Look comments | AF16ZB-30-10RT-21
108882 | CL02A301RD | CL Series | 10HP@460V1NC RING TERM 24V50HZCOIL | Look comments | AF16ZB-30-01RT-21
108884 | CL00A301RJ | CL Series | 5HP@460V1NC RING TERM 120V60HZCOIL | Look comments | AF09ZB-30-01RT-23
108885 | CL01A310RJ | CL Series | 7.5HP@460V1NO RING TERM 120V60HZCOI | Look comments | AF12ZB-30-10RT-23
108886 | CL01A301RJ | CL Series | 7.5HP@460V1NC RING TERM 120V60HZCOI | Look comments | AF12ZB-30-01RT-23
108888 | CL02A301RJ | CL Series | 10HP@460V1NC RING TERM 120V60HZCOIL | Look comments | AF16ZB-30-10RT-23
108889 | CL00A310RN | CL Series | 5HP@460V1NO RING TERM 220V50HZCOIL | Look comments | AF09ZB-30-10RT-23 | Use AF09B-30-10RT-14 1SBL137060R1410 for 277V 60Hz control voltage
108889 | CL00A310RN | CL Series | 5HP@460V1NO RING TERM 220V50HZCOIL | Look comments | AF09B-30-10RT-14
108890 | CL00A301RN | CL Series | 5HP@460V1NC RING TERM 220V50HZCOIL | Look comments | AF09ZB-30-01RT-23 | Use AF09B-30-01RT-14 1SBL137060R1401 for 277V 60Hz control voltage
108890 | CL00A301RN | CL Series | 5HP@460V1NC RING TERM 220V50HZCOIL | Look comments | AF09B-30-01RT-14
108891 | CL01A310RN | CL Series | 7.5HP@460V1NO RING TERM 220V50HZCOI | Look comments | AF12ZB-30-10RT-23 | Use AF12B-30-10RT-14 1SBL157060R1410 for 277V 60Hz control voltage
108891 | CL01A310RN | CL Series | 7.5HP@460V1NO RING TERM 220V50HZCOI | Look comments | AF12B-30-10RT-14
108892 | CL01A301RN | CL Series | 7.5HP@460V1NC RING TERM 220V50HZCOI | Look comments | AF12ZB-30-01RT-23 | Use AF12B-30-01RT-14 1SBL157060R1401 for 277V 60Hz control voltage
108892 | CL01A301RN | CL Series | 7.5HP@460V1NC RING TERM 220V50HZCOI | Look comments | AF12B-30-01RT-14
108894 | CL02A301RN | CL Series | 10HP@460V1NC RING TERM 220V50HZCOIL | Look comments | AF16ZB-30-01RT-23 | Use AF16B-30-01RT-14 1SBL177060R1401 for 277V 60Hz control voltage
108894 | CL02A301RN | CL Series | 10HP@460V1NC RING TERM 220V50HZCOIL | Look comments | AF16B-30-01RT-14
108895 | CL00D310RD | CL Series | RING TERM 24VDCCOIL | Look comments | AF09ZB-30-10RT-21
108896 | CL00D301RD | CL Series | 5HP@460V1NC RING TERM 24VDCCOIL | Look comments | AF09ZB-30-01RT-21
108897 | CL01D310RD | CL Series | RING TERM 24VDCCOIL | Look comments | AF12ZB-30-10RT-21
108898 | CL01D301RD | CL Series | 7.5HP@460V1NC RING TERM 24VDCCOIL | Look comments | AF12ZB-30-01RT-21
108899 | CL02D310RD | CL Series | RING TERM 24VDCCOIL | Look comments | AF16ZB-30-10RT-21
108900 | CL02D301RD | CL Series | CL CONT 18A 3P 1NC 24V DC RING | Look comments | AF16ZB-30-01RT-21
108901 | BCRF10 | CL Series | CL Frontal Aux. contacts block 1NO Ring Terminal | Look comments | CA4-11MRT
108902 | BCRF01 | CL Series | CL Frontal Aux. contacts block 1NC Ring Terminal | Look comments | CA4-11MRT
108903 | BTRF30C | CL Series | CL Pneumatic timer 0,1-30s Delay ON Ring terminal | Look comments | Look comments | No Ringue tongue version. Check for possible use with screw version
108904 | BTRF60C | CL Series | CL Pneumatic timer 1-60s Delay ON Ring terminal | Look comments | Look comments | No Ringue tongue version. Check for possible use with screw version
108905 | BTRF30D | CL Series | CL Pneumatic timer 0,1-30s Delay OFF Ring terminal | Look comments | Look comments | No Ringue tongue version. Check for possible use with screw version
108906 | BTRF60D | CL Series | CL Pneumatic timer 1-60s Delay OFF Ring terminal | Look comments | Look comments | No Ringue tongue version. Check for possible use with screw version
108909 | LR1AN | CL Series | AC COIL 220/50 | Look comments | Look comments | No Coil Spare part available
108935 | CL01A400T6 | CL Series | CL01A400T6*&CONT.4P 25A 230/50-60 | Look comments | AF09-40-00-13
108973 | CL45A311M9 | CL Series | CL45A311M9 CONT. 48V50-60Hz | Look comments | AF38-30-00-11 | Use AF40-30-11-11 1SBL347001R1111 for AC-3 applications above 38A
108973 | CL45A311M9 | CL Series | CL45A311M9 CONT. 48V50-60Hz | Look comments | AF40-30-11-11
108974 | BEKHJ | CL Series | BEKHJ ENCLAV.MEC.HORIZ. SPRINGER | Look comments | VM19 | Use VM19 1SFN030300R1000 up to CK95, and VM750H 1SFN035700R1000 above CK10
108974 | BEKHJ | CL Series | BEKHJ ENCLAV.MEC.HORIZ. SPRINGER | Look comments | VM750H
108975 | CL10E311MJ | CL Series | 3P 75HP 110-127VAC/DC 50/60HZ COIL | Look comments | AF116-30-00-12
108980 | LB1A1MP | CL Series | AC COIL 24V 50/60HZ LB1A1MP C650-55MP | Look comments | Look comments | No Coil Spare part available
108992 | LB1ANMP | CL Series | LB1ANMP | Look comments | Look comments | No Coil Spare part available
108994 | LB1AUMP | CL Series | LB1AUMP | Look comments | Look comments | No Coil Spare part available
109005 | RL4RA040TK | CL Series - RELAY | RL Auxiliary contactor 20A 4NO Screw terminal 127V 50 Hz | Look comments | NF40E-13
109006 | RL4RA040TL | CL Series - RELAY | RL Auxiliary contactor 20A 4NO Screw terminal 208V 60Hz | Look comments | NF40E-13
109010 | RL4RA040TT | CL Series - RELAY | AUX. RELAY 4P 4NO 380V60HZ | Look comments | NF40E-14
109012 | RL4RA040TW | CL Series - RELAY | RELAY 4NO AC COIL 415V 50HZ | Look comments | NF40E-14
109014 | RL4RA040TY | CL Series - RELAY | RL Auxiliary contactor 20A 4NO Screw terminal 500V 50 Hz/ 600V 60Hz | Look comments | NF40E-14
109016 | RL4RA040T1 | CL Series - RELAY | RL Auxiliary contactor 20A 4NO Screw terminal 24V 50 Hz/ 24V 60Hz | Look comments | NF40E-11
109017 | RL4RA040T2 | CL Series - RELAY | RL Auxiliary contactor 20A 4NO Screw terminal 42V 50 Hz/ 42V 60Hz | Look comments | NF40E-11
109018 | RL4RA040T3 | CL Series - RELAY | RELAY 4NO 230V 50/60HZ COIL | Look comments | NF40E-13
109019 | RL4RA040T4 | CL Series - RELAY | AUX. RELAY 4P 4NO 120V50/60 | Look comments | NF40E-13
109020 | RL4RA040T5 | CL Series - RELAY | AUX.RELAY 4P 4NO220V50/60 | Look comments | NF40E-13
109021 | RL4RA040T6 | CL Series - RELAY | RL Auxiliary contactor 20A 4NO Screw terminal 220-230V 50 Hz/ 220V 60Hz | Look comments | NF40E-13
109022 | RL4RA040T7 | CL Series - RELAY | RL Auxiliary contactor 20A 4NO Screw terminal 240V 50 Hz/ 240V 60Hz | Look comments | NF40E-13
109023 | RL4RA040T8 | CL Series - RELAY | AUX. RELAY 4P 4NO 440V50/60 | Look comments | NF40E-14
109025 | RL4RA031TE | CL Series - RELAY | AUX. RELAY 4P3A1C 32V50HZ | Look comments | NF31E-11
109029 | RL4RA031TK | CL Series - RELAY | RL Auxiliary contactor 20A 3NO+1NC Screw terminal 127V 50 Hz | Look comments | NF31E-13
109030 | RL4RA031TL | CL Series - RELAY | RL Auxiliary contactor 20A 3NO+1NC Screw terminal 208V 60Hz | Look comments | NF31E-13
109034 | RL4RA031TT | CL Series - RELAY | AUX. RELAY 4P3A1C 380V60HZ | Look comments | NF31E-14
109036 | RL4RA031TW | CL Series - RELAY | RELAY 3NO INC AC COIL415V 50HZ | Look comments | NF31E-14
109038 | RL4RA031TY | CL Series - RELAY | RL Auxiliary contactor 20A 3NO+1NC Screw terminal 500V 50 Hz/ 600V 60Hz | Look comments | NF31E-14
109040 | RL4RA031T1 | CL Series - RELAY | RL Auxiliary contactor 20A 3NO+1NC Screw terminal 24V 50 Hz/ 24V 60Hz | Look comments | NF31E-11
109041 | RL4RA031T2 | CL Series - RELAY | RL Auxiliary contactor 20A 3NO+1NC Screw terminal 42V 50 Hz/ 42V 60Hz | Look comments | NF31E-11
109042 | RL4RA031T3 | CL Series - RELAY | RELAY | Look comments | NF31E-13
109043 | RL4RA031T4 | CL Series - RELAY | AUX.RELAY 4P3A1C120V50/60 | Look comments | NF31E-13
109044 | RL4RA031T5 | CL Series - RELAY | AUX. RELAY 4P 3A 1C 220V 50/60 | Look comments | NF31E-13
109045 | RL4RA031T6 | CL Series - RELAY | RL Auxiliary contactor 20A 3NO+1NC Screw terminal 220-230V 50 Hz/ 220V 60Hz | Look comments | NF31E-13
109046 | RL4RA031T7 | CL Series - RELAY | RL Auxiliary contactor 20A 3NO+1NC Screw terminal 240V 50 Hz/ 240V 60Hz | Look comments | NF31E-13
109047 | RL4RA031T8 | CL Series - RELAY | AUX. RELAY 4P3A1C 440V50/60 | Look comments | NF31E-14
109049 | RL4RA022TE | CL Series - RELAY | AUX. RELAY 4P2A2C 32V50HZ | Look comments | NF22E-11
109053 | RL4RA022TK | CL Series - RELAY | RL Auxiliary contactor 20A 2NO+2NC Screw terminal 127V 50 Hz | Look comments | NF22E-13
109054 | RL4RA022TL | CL Series - RELAY | RL Auxiliary contactor 20A 2NO+2NC Screw terminal 208V 60Hz | Look comments | NF22E-13
109056 | RL4RA022TS | CL Series - RELAY | RL4RA022TS R.AUX. 240V60 | Look comments | NFZB22ERT-23
109058 | RL4RA022TT | CL Series - RELAY | RELAY 2NO/2NC 120V 60/110V50HZ COIL | Look comments | NF22E-14
109060 | RL4RA022TW | CL Series - RELAY | RELAY 2NO/2NC AC COIL 415V 50HZ | Look comments | NF22E-14
109062 | RL4RA022TY | CL Series - RELAY | RL Auxiliary contactor 20A 2NO+2NC Screw terminal 500V 50 Hz/ 600V 60Hz | Look comments | NF22E-14
109064 | RL4RA022T1 | CL Series - RELAY | RL Auxiliary contactor 20A 2NO+2NC Screw terminal 24V 50 Hz/ 24V 60Hz | Look comments | NF22E-11
109065 | RL4RA022T2 | CL Series - RELAY | RL Auxiliary contactor 20A 2NO+2NC Screw terminal 42V 50 Hz/ 42V 60Hz | Look comments | NF22E-11
109066 | RL4RA022T3 | CL Series - RELAY | RELAY 2NO2NC 230V 50/60HZ COIL | Look comments | NF22E-13
109067 | RL4RA022T4 | CL Series - RELAY | CL AUX RELAY 2NO 2NC 120V50/60 | Look comments | NF22E-13
109068 | RL4RA022T5 | CL Series - RELAY | RELAY 2NO & 2NC 220V 50/60HZ COIL | Look comments | NF22E-13
109069 | RL4RA022T6 | CL Series - RELAY | RL Auxiliary contactor 20A 2NO+2NC Screw terminal 220-230V 50 Hz/ 220V 60Hz | Look comments | NF22E-13
109070 | RL4RA022T7 | CL Series - RELAY | RL Auxiliary contactor 20A 2NO+2NC Screw terminal 240V 50 Hz/ 240V 60Hz | Look comments | NF22E-13
109071 | RL4RA022T8 | CL Series - RELAY | AUX. RELAY 4P2A2C 440V50/60 | Look comments | NF22E-14
109073 | RL4RA004TE | CL Series - RELAY | AUX. RELAY 4P4NC 32V50HZ | Look comments | NF44E-11 | NF44 is 2stack with 4NO+4NC
109077 | RL4RA004TK | CL Series - RELAY | RL Auxiliary contactor 20A 4NC Screw terminal 127V 50 Hz | Look comments | NF44E-13 | NF44 is 2stack with 4NO+4NC
109078 | RL4RA004TL | CL Series - RELAY | RL Auxiliary contactor 20A 4NC Screw terminal 208V 60Hz | Look comments | NF44E-13 | NF44 is 2stack with 4NO+4NC
109082 | RL4RA004TT | CL Series - RELAY | AUX. RELAY 4P4NC 380V60HZ | Look comments | NF44E-14 | NF44 is 2stack with 4NO+4NC
109084 | RL4RA004TW | CL Series - RELAY | RELAY 4NC 415V 50HZ COIL | Look comments | NF44E-14 | NF44 is 2stack with 4NO+4NC
109086 | RL4RA004TY | CL Series - RELAY | RL Auxiliary contactor 20A 4NC Screw terminal 500V 50 Hz/ 600V 60Hz | Look comments | NF44E-14 | NF44 is 2stack with 4NO+4NC
109088 | RL4RA004T1 | CL Series - RELAY | RL Auxiliary contactor 20A 4NC Screw terminal 24V 50 Hz/ 24V 60Hz | Look comments | NF44E-11 | NF44 is 2stack with 4NO+4NC
109089 | RL4RA004T2 | CL Series - RELAY | RL Auxiliary contactor 20A 4NC Screw terminal 42V 50 Hz/ 42V 60Hz | Look comments | NF44E-11 | NF44 is 2stack with 4NO+4NC
109090 | RL4RA004T3 | CL Series - RELAY | RELAY 4NC AC COIL 110V 50/60Hz | Look comments | NF44E-13 | NF44 is 2stack with 4NO+4NC
109091 | RL4RA004T4 | CL Series - RELAY | AUX. RELAY 4P4NC 120V50/60 | Look comments | NF44E-13 | NF44 is 2stack with 4NO+4NC
109092 | RL4RA004T5 | CL Series - RELAY | AUX. RELAY 4P 4NC 220V 50/60 | Look comments | NF44E-13 | NF44 is 2stack with 4NO+4NC
109093 | RL4RA004T6 | CL Series - RELAY | RL Auxiliary contactor 20A 4NC Screw terminal 220-230V 50 Hz/ 220V 60Hz | Look comments | NF44E-13 | NF44 is 2stack with 4NO+4NC
109094 | RL4RA004T7 | CL Series - RELAY | RL Auxiliary contactor 20A 4NC Screw terminal 240V 50 Hz/ 240V 60Hz | Look comments | NF44E-13 | NF44 is 2stack with 4NO+4NC
109095 | RL4RA004T8 | CL Series - RELAY | AUX. RELAY 4P4NC 440V50/60 | Look comments | NF44E-14 | NF44 is 2stack with 4NO+4NC
109158 | CL00A310TE | CL Series | CONTACTOR 3P1NO 4KW 32V50HZ | Look comments | AF09-30-10-11
109162 | CL00A310TK | CL Series | CL Contactor 9A AC-3 3P Aux 1NO 127V 50Hz | Look comments | AF09-30-10-13
109163 | CL00A310TL | CL Series | CL Contactor 9A AC-3 3P Aux 1NO 208V 60Hz | Look comments | AF09-30-10-13
109165 | CL00A310TS | CL Series | CONTACTOR 3P1A4KW240V60HZ | Look comments | AF09-30-10-13
109167 | CL00A310TT | CL Series | IEC CONTACTOR 3NO 1NC | Look comments | AF09-30-10-14
109169 | CL00A310TW | CL Series | 5HP@460 3P415V 50HZ COIL | Look comments | AF09-30-10-14
109171 | CL00A310TY | CL Series | CL Contactor 9A AC-3 3P Aux 1NO 500V 50Hz /600V 60Hz | Look comments | AF09-30-10-14
109173 | CL00A310T1 | CL Series | CL Contactor 9A AC-3 3P Aux 1NO 24V 50Hz /24V 60Hz | Look comments | AF09-30-10-11
109174 | CL00A310T2 | CL Series | CL Contactor 9A AC-3 3P Aux 1NO 42V 50Hz /42V 60Hz | Look comments | AF09-30-10-11
109175 | CL00A310T3 | CL Series | 110-115V 50/60HZ | Look comments | AF09-30-10-13
109176 | CL00A310T4 | CL Series | CONT 3P 9A COIL 120V 50/60HZ | Look comments | AF09-30-10-13
109177 | CL00A310T5 | CL Series | SERIES CL-CONTACTOR | Look comments | AF09-30-10-13
109178 | CL00A310T6 | CL Series | CL Contactor 9A AC-3 3P Aux 1NO 230V 50Hz /230V 60Hz | Look comments | AF09-30-10-13
109179 | CL00A310T7 | CL Series | CL Contactor 9A AC-3 3P Aux 1NO 240V 50Hz /240V 60Hz | Look comments | AF09-30-10-13
109180 | CL00A310T8 | CL Series | CONT 3P 9A COIL 440V 50/60HZ | Look comments | AF09-30-10-14
109182 | CL00A301TE | CL Series | CONTACTOR 3P1NC 4KW 32V50HZ | Look comments | AF09-30-01-11
109186 | CL00A301TK | CL Series | CL Contactor 9A AC-3 3P Aux 1NC 127V 50Hz | Look comments | AF09-30-01-13
109187 | CL00A301TL | CL Series | CL Contactor 9A AC-3 3P Aux 1NC 208V 60Hz | Look comments | AF09-30-01-13
109190 | CL00A301TR | CL Series | magneet schakelaar CL00A301TR | Look comments | AF09-30-01-13
109191 | CL00A301TT | CL Series | CONTACTOR 3P2C4KW380V60HZ | Look comments | AF09-30-01-14
109193 | CL00A301TW | CL Series | SERIES CL-Contactor | Look comments | AF09-30-01-14
109195 | CL00A301TY | CL Series | CL Contactor 9A AC-3 3P Aux 1NC 500V 50Hz /600V 60Hz | Look comments | AF09-30-01-14
109197 | CL00A301T1 | CL Series | CL Contactor 9A AC-3 3P Aux 1NC 24V 50Hz /24V 60Hz | Look comments | AF09-30-01-11
109198 | CL00A301T2 | CL Series | CL Contactor 9A AC-3 3P Aux 1NC 42V 50Hz /42V 60Hz | Look comments | AF09-30-01-11
109199 | CL00A301T3 | CL Series | CONT 3P 9A COIL 110V 50/60HZ | Look comments | AF09-30-01-13
109200 | CL00A301T4 | CL Series | CONTACTOR 3P1NC 4KW 120V50/60HZ | Look comments | AF09-30-01-13
109201 | CL00A301T5 | CL Series | SERIES CL-CONTACTOR | Look comments | AF09-30-01-13
109202 | CL00A301T6 | CL Series | CL Contactor 9A AC-3 3P Aux 1NC 230V 50Hz /230V 60Hz | Look comments | AF09-30-01-13
109203 | CL00A301T7 | CL Series | CL Contactor 9A AC-3 3P Aux 1NC 240V 50Hz /240V 60Hz | Look comments | AF09-30-01-13
109204 | CL00A301T8 | CL Series | CONT 3P 9A COIL 440V 50/60HZ | Look comments | AF09-30-01-14
109229 | CL01A310TE | CL Series | CONTACTOR 3P1NO 5,5KW 32V50HZ | Look comments | AF12-30-10-11
109233 | CL01A310TK | CL Series | CL Contactor 12A AC-3 3P Aux 1NO 127V 50Hz | Look comments | AF12-30-10-13
109234 | CL01A310TL | CL Series | CL Contactor 12A AC-3 3P Aux 1NO 208V 60Hz | Look comments | AF12-30-10-13
109236 | CL01A310TS | CL Series | SERIES CL-CONTACTOR | Look comments | AF12-30-10-13
109237 | CL01A310TR | CL Series | magneet schakelaar CL01A310TR | Look comments | AF12-30-10-13
109238 | CL01A310TT | CL Series | IEC CONTACTOR 3NO 1NC | Look comments | AF12-30-10-14
109240 | CL01A310TW | CL Series | SERIES CL-Contactor | Look comments | AF12-30-10-14
109242 | CL01A310TY | CL Series | CL Contactor 12A AC-3 3P Aux 1NO 500V 50Hz /600V 60Hz | Look comments | AF12-30-10-14
109244 | CL01A310T1 | CL Series | CL Contactor 12A AC-3 3P Aux 1NO 24V 50Hz /24V 60Hz | Look comments | AF12-30-10-11
109245 | CL01A310T2 | CL Series | CL Contactor 12A AC-3 3P Aux 1NO 42V 50Hz /42V 60Hz | Look comments | AF12-30-10-11
109246 | CL01A310T3 | CL Series | SERIES CL-CONTACTOR | Look comments | AF12-30-10-13
109247 | CL01A310T4 | CL Series | SERIES CL-Contactor | Look comments | AF12-30-10-13
109248 | CL01A310T5 | CL Series | SERIES CL-CONTACTOR | Look comments | AF12-30-10-13
109249 | CL01A310T6 | CL Series | CL Contactor 12A AC-3 3P Aux 1NO 230V 50Hz /230V 60Hz | Look comments | AF12-30-10-13
109250 | CL01A310T7 | CL Series | CL Contactor 12A AC-3 3P Aux 1NO 240V 50Hz /240V 60Hz | Look comments | AF12-30-10-13
109251 | CL01A310T8 | CL Series | CONT 3P 12A COIL 440V50/60HZ | Look comments | AF12-30-10-14
109253 | CL01A301TE | CL Series | CONTACTOR 3P 1NC 5,5KW 32V50HZ | Look comments | AF12-30-01-11
109257 | CL01A301TK | CL Series | CL Contactor 12A AC-3 3P Aux 1NC 127V 50Hz | Look comments | AF12-30-01-13
109258 | CL01A301TL | CL Series | CL Contactor 12A AC-3 3P Aux 1NC 208V 60Hz | Look comments | AF12-30-01-13
109262 | CL01A301TT | CL Series | CONTACTOR 3P1NC 5,5KW 380V60HZ | Look comments | AF12-30-01-14
109264 | CL01A301TW | CL Series | SERIES CL-Contactor | Look comments | AF12-30-01-14
109268 | CL01A301T1 | CL Series | CL Contactor 12A AC-3 3P Aux 1NC 24V 50Hz /24V 60Hz | Look comments | AF12-30-01-11
109269 | CL01A301T2 | CL Series | CL Contactor 12A AC-3 3P Aux 1NC 42V 50Hz /42V 60Hz | Look comments | AF12-30-01-11
109270 | CL01A301T3 | CL Series | SERIES CL-CONTACTOR | Look comments | AF12-30-01-13
109271 | CL01A301T4 | CL Series | CONTACTOR 3P1NC 5,5KW 120V50/60HZ | Look comments | AF12-30-01-13
109272 | CL01A301T5 | CL Series | CONT 3P 12A COIL 220V 50/60HZ | Look comments | AF12-30-01-13
109274 | CL01A301T6 | CL Series | CL Contactor 12A AC-3 3P Aux 1NC 230V 50Hz /230V 60Hz | Look comments | AF12-30-01-13
109275 | CL01A301T7 | CL Series | CL Contactor 12A AC-3 3P Aux 1NC 240V 50Hz /240V 60Hz | Look comments | AF12-30-01-13
109276 | CL01A301T8 | CL Series | CL01A301T8 3P1NC 5,5KW 440V50/60HZ | Look comments | AF12-30-01-14
109302 | CL02A310TE | CL Series | CL02A310TE CONT 3P 18A 32V AC COIL | Look comments | AF16-30-10-11
109304 | CL02A310TH | CL Series | 10HP@460V 3P 120V 60 /110V 50 HZ | Look comments | AF16-30-10-12
109306 | CL02A310TK | CL Series | CL Contactor 18A AC-3 3P Aux 1NO 127V 50Hz | Look comments | AF16-30-10-13
109307 | CL02A310TL | CL Series | CL Contactor 18A AC-3 3P Aux 1NO 208V 60Hz | Look comments | AF16-30-10-13
109309 | CL02A310TS | CL Series | SERIES CL-CONTACTOR | Look comments | AF16-30-10-13
109311 | CL02A310TT | CL Series | CONT 3P 18A AC COIL 380V60HZ | Look comments | AF16-30-10-14
109313 | CL02A310TW | CL Series | SERIES CL-Contactor | Look comments | AF16-30-10-14
109315 | CL02A310TY | CL Series | CL Contactor 18A AC-3 3P Aux 1NO 500V 50Hz /600V 60Hz | Look comments | AF16-30-10-14
109317 | CL02A310T1 | CL Series | CL Contactor 18A AC-3 3P Aux 1NO 24V 50Hz /24V 60Hz | Look comments | AF16-30-10-11
109318 | CL02A310T2 | CL Series | CL Contactor 18A AC-3 3P Aux 1NO 42V 50Hz /42V 60Hz | Look comments | AF16-30-10-11
109319 | CL02A310T3 | CL Series | SERIES CL-CONTACTOR | Look comments | AF16-30-10-13
109320 | CL02A310T4 | CL Series | SERIES CL-Contactor | Look comments | AF16-30-10-13
109321 | CL02A310T5 | CL Series | SERIES CL-CONTACTOR | Look comments | AF16-30-10-13
109322 | CL02A310T6 | CL Series | CL Contactor 18A AC-3 3P Aux 1NO 230V 50Hz /230V 60Hz | Look comments | AF16-30-10-13
109323 | CL02A310T7 | CL Series | CL Contactor 18A AC-3 3P Aux 1NO 240V 50Hz /240V 60Hz | Look comments | AF16-30-10-13
109324 | CL02A310T8 | CL Series | CONT 3P 18A COIL 440V 50/60HZ | Look comments | AF16-30-10-14
109326 | CL02A301TE | CL Series | CONTACTOR 3P1NC 7,5KW 32V50HZ | Look comments | AF16-30-01-11
109330 | CL02A301TK | CL Series | CL Contactor 18A AC-3 3P Aux 1NC 127V 50Hz | Look comments | AF16-30-01-13
109331 | CL02A301TL | CL Series | CL Contactor 18A AC-3 3P Aux 1NC 208V 60Hz | Look comments | AF16-30-01-13
109335 | CL02A301TT | CL Series | CONTACTOR 3P 1NC 7,5KW 380V60HZ | Look comments | AF16-30-01-14
109337 | CL02A301TW | CL Series | SERIES CL-Contactor | Look comments | AF16-30-01-14
109341 | CL02A301T1 | CL Series | CL Contactor 18A AC-3 3P Aux 1NC 24V 50Hz /24V 60Hz | Look comments | AF16-30-01-11
109342 | CL02A301T2 | CL Series | CL Contactor 18A AC-3 3P Aux 1NC 42V 50Hz /42V 60Hz | Look comments | AF16-30-01-11
109343 | CL02A301T3 | CL Series | CONT 3P 18A COIL 110V 50/60HZ | Look comments | AF16-30-01-13
109344 | CL02A301T4 | CL Series | CONTACTOR 3P 1NC 7,5KW 120V50/60HZ | Look comments | AF16-30-01-13
109345 | CL02A301T5 | CL Series | CONT 3P 18A COIL 220V 50/60HZ | Look comments | AF16-30-01-13
109346 | CL02A301T6 | CL Series | CL Contactor 18A AC-3 3P Aux 1NC 230V 50Hz /230V 60Hz | Look comments | AF16-30-01-13
109347 | CL02A301T7 | CL Series | CL Contactor 18A AC-3 3P Aux 1NC 240V 50Hz /240V 60Hz | Look comments | AF16-30-01-13
109348 | CL02A301T8 | CL Series | CONTACTOR 3P 1NC 7,5KW 440V50/60HZ | Look comments | AF16-30-01-14
109374 | CL03A310ME | CL Series | CL03A310ME CONT. 32V50 | Look comments | AF26-30-00-11
109378 | CL03A310MK | CL Series | CL03A310MK CONT. 127V50 | Look comments | AF26-30-00-13
109379 | CL03A310ML | CL Series | CL CONT 25A 3P 1NO 208V60 | Look comments | AF26-30-00-13
109383 | CL03A310MT | CL Series | CL03A310MT CONT. 380V60 | Look comments | AF26-30-00-14
109385 | CL03A310MW | CL Series | CL03A310MW CONT. 415V50 | Look comments | AF26-30-00-14
109387 | CL03A310MY | CL Series | CL03A310MY CONT. 500V50 600V60 | Look comments | AF26-30-00-14
109389 | CL03A310M1 | CL Series | CL CONT 25A 3P 1NO 24V50-60 | Look comments | AF26-30-00-11
109390 | CL03A310M2 | CL Series | CL03A310M2 42 50/60Hz | Look comments | AF26-30-00-11
109391 | CL03A310M3 | CL Series | CL CONT 25A 3P 1NO 110-115V50/60 | Look comments | AF26-30-00-13
109392 | CL03A310M4 | CL Series | CL03A310M4 CONT. 120V50-60 | Look comments | AF26-30-00-13
109393 | CL03A310M5 | CL Series | CL03A310M5 CONT. 220V50-60 | Look comments | AF26-30-00-13
109394 | CL03A310M6 | CL Series | CL03A310M6 CONT. 230V50-60 | Look comments | AF26-30-00-13
109395 | CL03A310M7 | CL Series | CL03A310M7 CONT. 240V50-60 | Look comments | AF26-30-00-13
109396 | CL03A310M8 | CL Series | CL03A310M8 CONT. 440V50-60 | Look comments | AF26-30-00-14
109398 | CL03A301ME | CL Series | CL03A301ME CONT. 32V50 | Look comments | AF26-30-00-11
109403 | CL03A301ML | CL Series | CL CONT 25A 3P 1NC 208V60 | Look comments | AF26-30-00-13
109407 | CL03A301MT | CL Series | CL03A301MT CONT. 380V60 | Look comments | AF26-30-00-14
109409 | CL03A301MW | CL Series | CL03A301MW CONT. 415V50 | Look comments | AF26-30-00-14
109413 | CL03A301M1 | CL Series | CL03A301M1 CONT. 24V50-60 | Look comments | AF26-30-00-11
109414 | CL03A301M2 | CL Series | CL03A301M2 42 50/60Hz | Look comments | AF26-30-00-11
109415 | CL03A301M3 | CL Series | CL CONT 25A 3P 1NC 110-115V50/60 | Look comments | AF26-30-00-13
109416 | CL03A301M4 | CL Series | CL03A301M4 120 50/60Hz | Look comments | AF26-30-00-13
109417 | CL03A301M5 | CL Series | CL03A301M5 CONT. 220V50-60 | Look comments | AF26-30-00-13
109418 | CL03A301M6 | CL Series | CL03A301M6 CONT. 230V50-60 | Look comments | AF26-30-00-13
109419 | CL03A301M7 | CL Series | CL03A301M7 CONT. 240V50-60 | Look comments | AF26-30-00-13
109420 | CL03A301M8 | CL Series | CL03A301M8 440 50/60Hz | Look comments | AF26-30-00-14
109421 | RL4RD040TWJ | CL Series - RELAY | DC AUX. RELAY 4P 4A 110V | Look comments | NF40E-12 | Use NFZ40E-22 1SBH136001R2240 for low inrush current
109421 | RL4RD040TWJ | CL Series - RELAY | DC AUX. RELAY 4P 4A 110V | Look comments | NFZ40E-22
109450 | CL04A310MK | CL Series | CL Contactor 32A AC-3 3P Aux 1NO 127V 50Hz | Look comments | AF30-30-00-13
109451 | CL04A310ML | CL Series | CL Contactor 32A AC-3 3P Aux 1NO 208V 60Hz | Look comments | AF30-30-00-13
109453 | CL04A310MS | CL Series | CONT. 240V60 | Look comments | AF30-30-00-13
109455 | CL04A310MT | CL Series | CONT. 380V60 | Look comments | AF30-30-00-14
109457 | CL04A310MW | CL Series | CL04A310MW CONT. 415V50 | Look comments | AF30-30-00-14
109458 | CL04A310MX | CL Series | 20@460V 3P 440V 50HZ COIL | Look comments | AF30-30-00-14
109459 | CL04A310MY | CL Series | CL Contactor 32A AC-3 3P Aux 1NO 500V 50Hz /600V 60Hz | Look comments | AF30-30-00-14
109461 | CL04A310M1 | CL Series | CL Contactor 32A AC-3 3P Aux 1NO 24V 50Hz /24V 60Hz | Look comments | AF30-30-00-11
109462 | CL04A310M2 | CL Series | CL Contactor 32A AC-3 3P Aux 1NO 42V 50Hz /42V 60Hz | Look comments | AF30-30-00-11
109463 | CL04A310M3 | CL Series | CONT. 110-115V50-60 | Look comments | AF30-30-00-13
109464 | CL04A310M4 | CL Series | CL CONT 32A 3P 1NO 120V50-60 | Look comments | AF30-30-00-13
109465 | CL04A310M5 | CL Series | CL CONT 32A 3P 1NO 220V50-60 | Look comments | AF30-30-00-13
109466 | CL04A310M6 | CL Series | CL Contactor 32A AC-3 3P Aux 1NO 230V 50Hz /230V 60Hz | Look comments | AF30-30-00-13
109467 | CL04A310M7 | CL Series | CL Contactor 32A AC-3 3P Aux 1NO 240V 50Hz /240V 60Hz | Look comments | AF30-30-00-13
109468 | CL04A310M8 | CL Series | CL04A310M8 440 50/60Hz | Look comments | AF30-30-00-14
109470 | CL04A301ME | CL Series | CL04A301ME CONT. 32V50 | Look comments | AF30-30-00-11
109475 | CL04A301ML | CL Series | CL Contactor 32A AC-3 3P Aux 1NC 208V 60Hz | Look comments | AF30-30-00-13
109479 | CL04A301MT | CL Series | CL04A301MT CONT. 380V60 | Look comments | AF30-30-00-14
109481 | CL04A301MW | CL Series | CL04A301MW CONT. 415V50 | Look comments | AF30-30-00-14
109485 | CL04A301M1 | CL Series | CL Contactor 32A AC-3 3P Aux 1NC 24V 50Hz /24V 60Hz | Look comments | AF30-30-00-11
109486 | CL04A301M2 | CL Series | CL Contactor 32A AC-3 3P Aux 1NC 42V 50Hz /42V 60Hz | Look comments | AF30-30-00-11
109487 | CL04A301M3 | CL Series | CL CONT 32A 3P 1NC 110-115V50/60 | Look comments | AF30-30-00-13
109488 | CL04A301M4 | CL Series | CL04A301M4 CONT. 120V50-60 | Look comments | AF30-30-00-13
109489 | CL04A301M5 | CL Series | CL04A301M5 CONT. 220V50-60 | Look comments | AF30-30-00-13
109490 | CL04A301M6 | CL Series | CL Contactor 32A AC-3 3P Aux 1NC 230V 50Hz /230V 60Hz | Look comments | AF30-30-00-13
109491 | CL04A301M7 | CL Series | CL Contactor 32A AC-3 3P Aux 1NC 240V 50Hz /240V 60Hz | Look comments | AF30-30-00-13
109545 | CL06A300MK | CL Series | CL06A300MK CONT. 127V50 | Look comments | AF52-30-00-13
109546 | CL06A300ML | CL Series | CL CONT 50A 3P 208V60 | Look comments | AF52-30-00-13
109547 | CL06A300MM | CL Series | Contactor CL06A300MM 22 kW | Look comments | Look comments | Ask GPM… Active product with no sales in EPIS 2017 and 2018
109550 | CL06A300MT | CL Series | CL06A300MT CONT. 380V60 | Look comments | AF52-30-00-14
109552 | CL06A300MW | CL Series | CL06A300MW CONT. 415V50 | Look comments | AF52-30-00-14
109554 | CL06A300MY | CL Series | CL06A300MY CONT. 500V50 600V60 | Look comments | AF52-30-00-14
109555 | CL06A300MZ | CL Series | CL06A300MZ CONT. 660-690V50 | Look comments | Look comments | Prodcut Gap. 600V AC Coil
109556 | CL06A300M1 | CL Series | CL06A300M1 CONT. 24V50-60 | Look comments | AF52-30-00-11
109557 | CL06A300M2 | CL Series | CL06A300M2 42 50/60Hz | Look comments | AF52-30-00-11
109558 | CL06A300M3 | CL Series | CL CONT 50A 3P 110-115V50-60 | Look comments | AF52-30-00-13
109559 | CL06A300M4 | CL Series | CL06A300M4 CONT. 120V50-60 | Look comments | AF52-30-00-13
109560 | CL06A300M5 | CL Series | CL06A300M5 CONT. 220V50-60 | Look comments | AF52-30-00-13
109561 | CL06A300M6 | CL Series | CL06A300M6 CONT. 230V50-60 | Look comments | AF52-30-00-13
109562 | CL06A300M7 | CL Series | CL06A300M7 CONT. 240V50-60 | Look comments | AF52-30-00-13
109563 | CL06A300M8 | CL Series | CL06A300M8 440 50/60Hz | Look comments | AF52-30-00-14
109569 | CL06A311MK | CL Series | CONT. 127V50 | Look comments | AF52-30-00-13
109570 | CL06A311ML | CL Series | CONT. 208V60 | Look comments | AF52-30-00-13
109576 | CL06A311MW | CL Series | CONT. 415V50 | Look comments | AF52-30-11-14
109578 | CL06A311MY | CL Series | 30@460V 3P 600V 60 /500V 50 HZ COIL | Look comments | AF52-30-00-14
109580 | CL06A311M1 | CL Series | 3P 24V 50/60 HZ COIL | Look comments | AF52-30-00-11
109581 | CL06A311M2 | CL Series | CL06A311M2 42 50/60Hz | Look comments | AF52-30-00-11
109582 | CL06A311M3 | CL Series | CL CONT 50A 3P 1NO 1NC 110-115V50/60 | Look comments | AF52-30-00-12
109583 | CL06A311M4 | CL Series | CL06A311M4 CONT. 120V50-60 | Look comments | AF52-30-00-13
109584 | CL06A311M5 | CL Series | CL CONT 50A 3P 1NO 1NC 220V50-60 | Look comments | AF52-30-00-13
109585 | CL06A311M6 | CL Series | Contactor CL 3P 50 A(AC3) 230Vac 50/60Hz | Look comments | AF52-30-00-13
109586 | CL06A311M7 | CL Series | CL06A311M7 CONT. 240V50-60 | Look comments | AF52-30-00-13
109593 | CL07A300MK | CL Series | CL Contactor 65A AC-3 3P 127V 50Hz | Look comments | AF65-30-00-13
109594 | CL07A300ML | CL Series | CL Contactor 65A AC-3 3P 208V 60Hz | Look comments | AF65-30-00-13
109598 | CL07A300MT | CL Series | CL07A300MT CONT. 380V60 | Look comments | AF65-30-00-14
109600 | CL07A300MW | CL Series | CL07A300MW CONT. 415V50 | Look comments | AF65-30-00-14
109602 | CL07A300MY | CL Series | CL Contactor 65A AC-3 3P 500V 50Hz /600V 60Hz | Look comments | AF65-30-00-14
109604 | CL07A300M1 | CL Series | CL Contactor 65A AC-3 3P 24V 50Hz /24V 60Hz | Look comments | AF65-30-00-11
109605 | CL07A300M2 | CL Series | CL Contactor 65A AC-3 3P 42V 50Hz /42V 60Hz | Look comments | AF65-30-00-11
109607 | CL07A300M4 | CL Series | CL07A300M4 CONT. 120V50-60 | Look comments | AF65-30-00-13
109608 | CL07A300M5 | CL Series | CL07A300M5 CONT. 220V50-60 | Look comments | AF65-30-00-13
109609 | CL07A300M6 | CL Series | CL Contactor 65A AC-3 3P 230V 50Hz /230V 60Hz | Look comments | AF65-30-00-13
109610 | CL07A300M7 | CL Series | CL Contactor 65A AC-3 3P 240V 50Hz /240V 60Hz | Look comments | AF65-30-00-13
109611 | CL07A300M8 | CL Series | CL07A300M8 CONT. 440V50-60 | Look comments | AF65-30-00-14
109618 | CL07A311ML | CL Series | CL07A311ML CONT. 208V60 | Look comments | AF65-30-00-13
109628 | CL07A311M1 | CL Series | CONT. 24V50-60 | Look comments | AF65-30-00-11
109629 | CL07A311M2 | CL Series | CL07A311M2 CONT. 42V50-60 | Look comments | AF65-30-00-11
109630 | CL07A311M3 | CL Series | CONT. 110-115V50-60 | Look comments | AF65-30-00-13
109631 | CL07A311M4 | CL Series | CL07A311M4 CONT. 120V50-60 | Look comments | AF65-30-00-13
109632 | CL07A311M5 | CL Series | 40@460V 3P 120V 60/110V 50 HZ COIL | Look comments | AF65-30-00-13
109633 | CL07A311M6 | CL Series | CL07A311M6 CONT. 230V50-60HZ | Look comments | AF65-30-00-13
109634 | CL07A311M7 | CL Series | CL07A311M7 CONT. 240V50-60 | Look comments | AF65-30-00-13
109637 | CL08A300ME | CL Series | CL08A300ME CONT. 32V50 | Look comments | AF80-30-00-11
109641 | CL08A300MK | CL Series | CL Contactor 80A AC-3 3P 127V 50Hz | Look comments | AF80-30-00-13
109642 | CL08A300ML | CL Series | CL Contactor 80A AC-3 3P 208V 60Hz | Look comments | AF80-30-00-13
109646 | CL08A300MT | CL Series | CL08A300MT CONT. 380V60 | Look comments | AF80-30-00-14
109648 | CL08A300MW | CL Series | CL08A300MW CONT. 415V50 | Look comments | AF80-30-00-14
109650 | CL08A300MY | CL Series | CL Contactor 80A AC-3 3P 500V 50Hz /600V 60Hz | Look comments | AF80-30-00-14
109652 | CL08A300M1 | CL Series | CL Contactor 80A AC-3 3P 24V 50Hz /24V 60Hz | Look comments | AF80-30-00-11
109653 | CL08A300M2 | CL Series | CL Contactor 80A AC-3 3P 42V 50Hz /42V 60Hz | Look comments | AF80-30-00-11
109654 | CL08A300M3 | CL Series | CL CONT 80A 3P 110-115V50/60 | Look comments | AF80-30-00-13
109655 | CL08A300M4 | CL Series | CL08A300M4 CONT. 120V50-60 | Look comments | AF80-30-00-13
109656 | CL08A300M5 | CL Series | CL08A300M5 CONT. 220V50-60 | Look comments | AF80-30-00-13
109657 | CL08A300M6 | CL Series | CL Contactor 80A AC-3 3P 230V 50Hz /230V 60Hz | Look comments | AF80-30-00-13
109658 | CL08A300M7 | CL Series | CL Contactor 80A AC-3 3P 240V 50Hz /240V 60Hz | Look comments | AF80-30-00-13
109659 | CL08A300M8 | CL Series | CL08A300M8 CONT. 440V50-60 | Look comments | AF80-30-00-14
109662 | CL08A311MF | CL Series | 50@460V 3P 48V 60 HZ 42V 50HZ COIL | Look comments | Look comments | Ask GPM… Active product with no sales in EPIS 2017 and 2018
109665 | CL08A311MK | CL Series | CL08A311MK CONT. 127V50 | Look comments | AF80-30-00-13
109666 | CL08A311ML | CL Series | 50@460V 3P 208V 60 HZ COIL | Look comments | AF80-30-00-13
109670 | CL08A311MT | CL Series | IEC CONTACTOR 3NO 1NC | Look comments | Look comments | Ask GPM… Active product with no sales in EPIS 2017 and 2018
109674 | CL08A311MY | CL Series | 50@460V 3P 600V 60 /500V 50 HZ COIL | Look comments | AF80-30-00-14
109676 | CL08A311M1 | CL Series | 50@460V 3P 24V 50/60 HZ COIL | Look comments | AF80-30-00-11
109677 | CL08A311M2 | CL Series | CL08A311M2 CONT. 42V50-60 | Look comments | AF80-30-00-11
109678 | CL08A311M3 | CL Series | CONT. 110-115V50-60 | Look comments | AF80-30-00-13
109679 | CL08A311M4 | CL Series | CL08A311M4 CONT. 120V50-60 | Look comments | AF80-30-00-13
109680 | CL08A311M5 | CL Series | CL08A311M5 CONT. 220V50-60 | Look comments | AF80-30-00-13
109681 | CL08A311M6 | CL Series | CL CONT 80A 3P 1NO 1NC 220-230V50/60 | Look comments | AF80-30-00-13
109682 | CL08A311M7 | CL Series | CL CONT 80A 3P 1NO 1NC 240V50-60 | Look comments | AF80-30-00-13
109685 | CL09A300ME | CL Series | CL09A300ME CONT. 32V50 | Look comments | AF96-30-00-11
109689 | CL09A300MK | CL Series | CL Contactor 95A AC-3 3P 127V 50Hz | Look comments | AF96-30-00-13
109690 | CL09A300ML | CL Series | CL Contactor 95A AC-3 3P 208V 60Hz | Look comments | AF96-30-00-13
109694 | CL09A300MT | CL Series | CL09A300MT CONT. 380V60 | Look comments | AF96-30-00-14
109696 | CL09A300MW | CL Series | CL09A300MW CONT. 415V50 | Look comments | AF96-30-00-14
109698 | CL09A300MY | CL Series | CL Contactor 95A AC-3 3P 500V 50Hz /600V 60Hz | Look comments | AF96-30-00-14
109700 | CL09A300M1 | CL Series | CL Contactor 95A AC-3 3P 24V 50Hz /24V 60Hz | Look comments | AF96-30-00-11
109701 | CL09A300M2 | CL Series | CL Contactor 95A AC-3 3P 42V 50Hz /42V 60Hz | Look comments | AF96-30-00-11
109702 | CL09A300M3 | CL Series | CL CONT 95A 3P 110-115V50-60 | Look comments | AF96-30-00-13
109703 | CL09A300M4 | CL Series | CL09A300M4 CONT. 120V50-60 | Look comments | AF96-30-00-13
109704 | CL09A300M5 | CL Series | CL09A300M5 CONT. 220V50-60 | Look comments | AF96-30-00-13
109705 | CL09A300M6 | CL Series | CL Contactor 95A AC-3 3P 230V 50Hz /230V 60Hz | Look comments | AF96-30-00-13
109706 | CL09A300M7 | CL Series | CL Contactor 95A AC-3 3P 240V 50Hz /240V 60Hz | Look comments | AF96-30-00-13
109707 | CL09A300M8 | CL Series | CL09A300M8 440 50/60Hz | Look comments | AF96-30-00-14
109710 | CL09A311MF | CL Series | 60@460V 3P 48V 60 HZ 42V 50HZ COIL | Look comments | Look comments | Ask GPM… Active product with no sales in EPIS 2017 and 2018
109714 | CL09A311ML | CL Series | 60@460V 3P 208V 60 HZ COIL | Look comments | AF96-30-00-13
109724 | CL09A311M1 | CL Series | CONT. 24V50-60 | Look comments | AF96-30-00-11
109726 | CL09A311M3 | CL Series | CONT. 110-115V50-60 | Look comments | AF96-30-00-13
109727 | CL09A311M4 | CL Series | CL09A311M4 CONT. 120V50-60 | Look comments | AF96-30-00-13
109728 | CL09A311M5 | CL Series | CL09A311M5 CONT. 220V50-60 | Look comments | AF96-30-00-13
109729 | CL09A311M6 | CL Series | CL09A311M6 CONT. 230V50-60 | Look comments | AF96-30-00-13
109730 | CL09A311M7 | CL Series | CL09A311M7 CONT. 240V50-60 | Look comments | AF96-30-00-13
109733 | CL10A300ME | CL Series | CL10A300ME CONT. 32V50 | Look comments | AF116-30-00-11
109737 | CL10A300MK | CL Series | CL Contactor 105A AC-3 3P 127V 50Hz | Look comments | AF116-30-00-13
109738 | CL10A300ML | CL Series | CL Contactor 105A AC-3 3P 208V 60Hz | Look comments | AF116-30-00-13
109742 | CL10A300MT | CL Series | CL10A300MT CONT. 380V60 | Look comments | AF116-30-00-14
109744 | CL10A300MW | CL Series | CL10A300MW CONT. 415V50 | Look comments | AF116-30-00-14
109746 | CL10A300MY | CL Series | CL Contactor 105A AC-3 3P 500V 50Hz /600V 60Hz | Look comments | AF116-30-00-14
109748 | CL10A300M1 | CL Series | CL Contactor 105A AC-3 3P 24V 50Hz /24V 60Hz | Look comments | AF116-30-00-11
109749 | CL10A300M2 | CL Series | CL Contactor 105A AC-3 3P 42V 50Hz /42V 60Hz | Look comments | Look comments | Ask GPM… Active product with no sales in EPIS 2017 and 2018
109750 | CL10A300M3 | CL Series | CL CONT 105A 3P 110-115V50/60 | Look comments | AF116-30-00-13
109751 | CL10A300M4 | CL Series | CL10A300M4 CONT. 120V50-60 | Look comments | AF116-30-00-13
109752 | CL10A300M5 | CL Series | CL10A300M5 CONT. 220V50-60 | Look comments | AF116-30-00-13
109753 | CL10A300M6 | CL Series | CL Contactor 105A AC-3 3P 230V 50Hz /230V 60Hz | Look comments | AF116-30-00-13
109754 | CL10A300M7 | CL Series | CL Contactor 105A AC-3 3P 240V 50Hz /240V 60Hz | Look comments | AF116-30-00-13
109755 | CL10A300M8 | CL Series | CL10A300M8 CONT. 440V50-60 | Look comments | AF116-30-00-14
109761 | CL10A311MK | CL Series | CL10A311MK CONT. 127V50 | Look comments | AF116-30-00-13
109768 | CL10A311MW | CL Series | CONT. 415V50 | Look comments | AF116-30-00-14
109772 | CL10A311M1 | CL Series | CONT. 24V50-60 | Look comments | AF116-30-00-11
109774 | CL10A311M3 | CL Series | CONT. 110-115V50-60 | Look comments | AF116-30-00-13
109775 | CL10A311M4 | CL Series | CL10A311M4 CONT. 120V50-60 | Look comments | AF116-30-00-13
109776 | CL10A311M5 | CL Series | CL10A311M5 CONT. 220V50-60 | Look comments | AF116-30-00-13
109777 | CL10A311M6 | CL Series | CL10A311M6 CONT. 230V50-60 | Look comments | AF116-30-00-13
109778 | CL10A311M7 | CL Series | CL10A311M7 CONT. 240V50-60 | Look comments | AF116-30-00-13
109779 | CL10A311M8 | CL Series | CL10A311M8 CONT. 440V50-60 | Look comments | AF116-30-00-14
109880 | CL01A400TE | CL Series | CONTACTOR 4P 5,5KW 32V50HZ | Look comments | AF09-40-00-11
109884 | CL01A400TK | CL Series | CL Contactor 25A AC-1 4P 127V 50Hz | Look comments | AF09-40-00-13
109885 | CL01A400TL | CL Series | CL Contactor 25A AC-1 4P 208V 60Hz | Look comments | AF09-40-00-13
109889 | CL01A400TT | CL Series | CONTACTOR 4P 5,5KW 380V60HZ | Look comments | AF09-40-00-14
109891 | CL01A400TW | CL Series | SERIES CL-Contactor | Look comments | AF09-40-00-14
109893 | CL01A400TY | CL Series | CL Contactor 25A AC-1 4P 500V 50Hz /600V 60Hz | Look comments | AF09-40-00-14
109896 | CL02A400TE | CL Series | CONTACTOR 4P 7,5KW 32V50HZ | Look comments | AF16-40-00-11
109901 | CL02A400TL | CL Series | CL Contactor 32A AC-1 4P 208V 60Hz | Look comments | AF16-40-00-13
109903 | CL02A400TS | CL Series | 32 AMP AC1 4NO240V 60 HZ COIL | Look comments | AF16-40-00-13
109905 | CL02A400TT | CL Series | CONTACTOR 4P 7,5KW 380V60HZ | Look comments | AF16-40-00-14
109907 | CL02A400TW | CL Series | SERIES CL-Contactor | Look comments | AF16-40-00-14
109909 | CL02A400TY | CL Series | CL Contactor 32A AC-1 4P 500V 50Hz /600V 60Hz | Look comments | AF16-40-00-14
109923 | CL03A400MW | CL Series | CL03A400MW CONT. 415V50 | Look comments | AF26-40-00-14
109925 | CL03A400MY | CL Series | CL Contactor 45A AC-1 4P 500V 50Hz /600V 60Hz | Look comments | AF26-40-00-14
109932 | CL04A400MK | CL Series | CL Contactor 60A AC-1 4P 127V 50Hz | Look comments | AF38-40-00-13
109939 | CL04A400MW | CL Series | CL04A400MW CONT. 415V50 | Look comments | AF38-40-00-14
109949 | CL05A400ML | CL Series | CL Contactor 90A AC-1 4P 208V 60Hz | Look comments | AF52-40-00-13 | Use AF80-40-00-13 1SBL397201R1300 for UL general use application higher than 80 A
109949 | CL05A400ML | CL Series | CL Contactor 90A AC-1 4P 208V 60Hz | Look comments | AF80-40-00-13
109955 | CL05A400MW | CL Series | CL05A400MW CONT. 415V50 | Look comments | AF52-40-00-14 | Use AF80-40-00-14 1SBL397201R1400 for UL general use application higher than 80 A
109955 | CL05A400MW | CL Series | CL05A400MW CONT. 415V50 | Look comments | AF80-40-00-14
109965 | CL07A400ML | CL Series | CL Contactor 110A AC-1 4P 208V 60Hz | Look comments | AF80-40-00-13
109969 | CL07A400MT | CL Series | CL07A400MT CONT. 380V60 | Look comments | AF80-40-00-14
109971 | CL07A400MW | CL Series | CONT. 415V50 | Look comments | AF80-40-00-14
109973 | CL07A400MY | CL Series | CL Contactor 110A AC-1 4P 500V 50Hz /600V 60Hz | Look comments | AF80-40-00-14
109976 | CL09A400ME | CL Series | CL09A400ME CONT. 32V50 | Look comments | AF116-40-00-11
109980 | CL09A400MK | CL Series | CL Contactor 140A AC-1 4P 127V 50Hz | Look comments | AF116-40-00-13
109981 | CL09A400ML | CL Series | CL Contactor 140A AC-1 4P 208V 60Hz | Look comments | AF116-40-00-13
109985 | CL09A400MT | CL Series | CL09A400MT CONT. 380V60 | Look comments | AF116-40-00-14
109987 | CL09A400MW | CL Series | CL09A400MW CONT. 415V50 | Look comments | AF116-40-00-14
110055 | CL01AB00TE | CL Series | CONTACTOR 4P2NO2NC 5,5KW 32V50HZ | Look comments | AF09-22-00-11
110059 | CL01AB00TK | CL Series | CL Contactor 12A AC-3 2NO+2NC 127V 50Hz | Look comments | AF09-22-00-13
110060 | CL01AB00TL | CL Series | CL Contactor 12A AC-3 2NO+2NC 208V 60Hz | Look comments | AF09-22-00-13
110064 | CL01AB00TT | CL Series | CONTACTOR 4P2NO2NC 5,5KW 380V60HZ | Look comments | AF09-22-00-14
110066 | CL01AB00TW | CL Series | SERIES CL-Contactor | Look comments | AF09-22-00-14
110071 | CL02AB00TE | CL Series | CONTACTOR 4P 2NO2NC 7,5KW 32V50HZ | Look comments | AF16-22-00-11
110076 | CL02AB00TL | CL Series | CL Contactor 18A AC-3 2NO+2NC 208V 60Hz | Look comments | AF16-22-00-13
110080 | CL02AB00TT | CL Series | CONTACTOR 4P 2P+2R 7,5KW 380V60HZ | Look comments | AF16-22-00-14
110082 | CL02AB00TW | CL Series | 32 AMP 2NO2NC 415V 50HZ | Look comments | AF16-22-00-14
110084 | CL02AB00TY | CL Series | CL Contactor 18A AC-3 2NO+2NC 500V 50Hz/ 600V 60Hz | Look comments | AF16-22-00-14
110087 | CL03AB00ME | CL Series | CL03AB00ME CONT. 32V50 | Look comments | AF26-22-00-11
110091 | CL03AB00MK | CL Series | CL Contactor 25A AC-3 2NO+2NC 127V 50Hz | Look comments | AF26-22-00-13
110110 | CL04AB00MS | CL Series | 50A 2NO2NC 240V 60 HZ COIL | Look comments | AF38-22-00-13
110123 | CL05AB00ML | CL Series | 70A 2NO2NC 208V 60 HZ COIL | Look comments | AF40-22-00-13 | Use AF80-22-00-13 1SBL397501R1300 for AC-1 applications higher than 70A
110123 | CL05AB00ML | CL Series | 70A 2NO2NC 208V 60 HZ COIL | Look comments | AF80-22-00-13
110127 | CL04A310M7 | CL Series | CL04A310M7 | Look comments | AF30-30-00-13
110129 | CL05AB00MW | CL Series | 70A 2NO2NC 415V 50HZ COIL | Look comments | AF40-22-00-14 | Use AF80-22-00-14 1SBL397501R1400 for AC-1 applications higher than 70A
110129 | CL05AB00MW | CL Series | 70A 2NO2NC 415V 50HZ COIL | Look comments | AF80-22-00-14
110131 | CL05AB00MY | CL Series | 70A 2NO2NC 600V 60/500V 50 HZ COIL | Look comments | AF40-22-00-14 | Use AF80-22-00-14 1SBL397501R1400 for AC-1 applications higher than 70A
110131 | CL05AB00MY | CL Series | 70A 2NO2NC 600V 60/500V 50 HZ COIL | Look comments | AF80-22-00-14
110134 | CL07AB00ME | CL Series | CL07AB00ME CONT. 32V50 | Look comments | AF80-22-00-11
110139 | CL07AB00ML | CL Series | CL Contactor 65A AC-3 2NO+2NC 208V 60Hz | Look comments | AF80-22-00-13
110140 | CL07D300RWD | CL Series | CL07D300RWD CONT. R.T.C. 24V DC +/-30% | Look comments | AF63-30-00RT 20...60 V DC (coil 72)
110141 | CL07AB00MS | CL Series | 100A 2NO2NC 240V 60 HZ COIL | Look comments | Look comments | Ask GPM… Active product with no sales in EPIS 2017 and 2018
110143 | CL07AB00MT | CL Series | CL07AB00MT CONT. 380V60 | Look comments | AF80-22-00-14
110150 | CL08AB00ME | CL Series | CL08AB00ME CONT. 32V50 | Look comments | AF80-22-00-11
110151 | CL08AB00MF | CL Series | 110A 2NO2NC 48V 60 HZ 42V 50HZ COIL | Look comments | AF80-22-00-11
110154 | CL08AB00MK | CL Series | CL Contactor 80A AC-3 2NO+2NC 127V 50Hz/ -V 60Hz | Look comments | AF80-22-00-13
110155 | CL08AB00ML | CL Series | CL Contactor 80A AC-3 2NO+2NC 208V 60Hz | Look comments | AF80-22-00-13
110157 | CL08AB00MS | CL Series | 110A 2NO2NC 240V 60 HZ COIL | Look comments | AF80-22-00-13
110159 | CL08AB00MT | CL Series | CL08AB00MT CONT. 380V60 | Look comments | AF80-22-00-14
110161 | CL08AB00MW | CL Series | 110A 2NO2NC 415V 50HZ COIL | Look comments | AF80-22-00-14
110163 | CL08AB00MY | CL Series | CL Contactor 80A AC-3 2NO+2NC 500V 50Hz/ 600V 60Hz | Look comments | AF80-22-00-14
110241 | CL03A310M6 | CL Series | CL03A310M6 CONT. 230V50-60 | Look comments | AF26-30-00-13
110243 | CL07A300M3 | CL Series | CL CONT 65A 3P 110-115V50-60 | Look comments | AF65-30-00-13
110256 | RL4GA022G1 | CL Series - RELAY | SH5.22-G (24VAC 50/60Hz) | Look comments | NF22E-11
110259 | CK08BA4116 | CK Series | CK08BA4116 CONT. 230V 50/60Hz | Look comments | AF205-40-11-13 | Use AF205-40-11-13 1SFL527102R1311 for IEC applications and AF190-40-11-13 1SFL487102R1311 for UL
110259 | CK08BA4116 | CK Series | CK08BA4116 CONT. 230V 50/60Hz | Look comments | AF190-40-11-13
110261 | CK08CA311T | CK Series | CK08CA311T CONT. 3P 380V 60Hz | Look comments | AF205-30-11-14 | Use AF205-30-11-14 1SFL527002R1411 for IEC applications and AF190-30-11-14 1SFL487002R1411 for UL
110261 | CK08CA311T | CK Series | CK08CA311T CONT. 3P 380V 60Hz | Look comments | AF190-30-11-14
110262 | CK08BE311F | CK Series | CK08BE311F CONT. 42-48V50-60 DC | Look comments | AF205-30-11-11 | Use AF205-30-11-11 1SFL527002R1111 for IEC applications and AF190-30-11-11 1SFL487002R1111 for UL
110262 | CK08BE311F | CK Series | CK08BE311F CONT. 42-48V50-60 DC | Look comments | AF190-30-11-11
110264 | CK85BA3113 | CK Series | CK85BA3113 CONT. 110-115V 50/60Hz | Look comments | AF205-30-11-13
110265 | CK85BA3116 | CK Series | CK85BA3116 CONT. 230V 50/60Hz | Look comments | AF205-30-11-13
110268 | CK85BA311I | CK Series | CK85BA311I CONT. 120V60 | Look comments | AF205-30-11-13
110269 | CK85BA311K | CK Series | CK85BA311K CONT. 127V50 | Look comments | AF205-30-11-13
110271 | CK85BA311M | CK Series | CK85BA311M CONT. 220V60 | Look comments | AF205-30-11-13
110272 | CK85BA311S | CK Series | CK85BA311S CONT. 240V60 | Look comments | AF205-30-11-13
110273 | CK85BA311R | CK Series | CK85BA311R CONT. 240V50 | Look comments | AF205-30-11-13
110275 | CK85BA311V | CK Series | CK85BA311V CONT. 440V60 | Look comments | AF205-30-11-14
110276 | CK85BA311W | CK Series | CK85BA311W CONT. 415V50 | Look comments | AF205-30-11-14
110277 | CK85BA311X | CK Series | CK85BA311X CONT. 440V50 | Look comments | AF205-30-11-14
110280 | CK85BE311F | CK Series | CK85BE311F CONT. 42-48V50-60 DC | Look comments | AF205-30-11-11
110289 | CK09BA311M | CK Series | CK09BA311M CONT. 220V60 | Look comments | AF265-30-11-13 | Use AF265-30-11-13 1SFL547002R1311 for IEC applications and AF205-30-11-13 1SFL527002R1311 for UL, BUSBAR FIT VERIFICATION REQUIRED
110289 | CK09BA311M | CK Series | CK09BA311M CONT. 220V60 | Look comments | AF205-30-11-13
110290 | CK09BA311S | CK Series | CK09BA311S CONT. 240V60 | Look comments | AF265-30-11-13 | Use AF265-30-11-13 1SFL547002R1311 for IEC applications and AF205-30-11-13 1SFL527002R1311 for UL, BUSBAR FIT VERIFICATION REQUIRED
110290 | CK09BA311S | CK Series | CK09BA311S CONT. 240V60 | Look comments | AF205-30-11-13
110299 | CK09BE311U | CK Series | CK09BE311U CONT. 380-415V50-60 DC | Look comments | AF265-30-11-14 | Use AF265-30-11-14 1SFL547002R1411 for IEC applications and AF205-30-11-14 1SFL527002R1411 for UL, BUSBAR FIT VERIFICATION REQUIRED
110299 | CK09BE311U | CK Series | CK09BE311U CONT. 380-415V50-60 DC | Look comments | AF205-30-11-14
110304 | CK12BE311F | CK Series | CK12BE311F CONT. IP00 42-48V50-60 DC | Look comments | AF750-30-11 | Use AF580-30-11 1SFL617001R6811 for UL or IEC up to 315kW AC-3 at 400V
110304 | CK12BE311F | CK Series | CK12BE311F CONT. IP00 42-48V50-60 DC | Look comments | AF580-30-11
110305 | CK12BE311U | CK Series | CK12BE311U CONT. 380-415V50-60 DC | Look comments | AF750-30-11 | Use AF580-30-11 1SFL617001R7111 for UL or IEC up to 315kW AC-3 at 400V
110305 | CK12BE311U | CK Series | CK12BE311U CONT. 380-415V50-60 DC | Look comments | AF580-30-11
110325 | CK07BA411H | CK Series | CK07BA411H CONT. 110V60 | Look comments | AF140-40-00-13
110327 | CK07BA411K | CK Series | CK07BA411K CONT. 127V50 | Look comments | AF140-40-11-13
110330 | CK07BA411M | CK Series | CK07BA411M CONT. 220V60 | Look comments | AF140-40-11-13
110331 | CK07BA411S | CK Series | CK07BA411S CONT. 240V60 | Look comments | AF140-40-11-13
110332 | CK07BA411R | CK Series | CK07BA411R CONT. 240V50 | Look comments | AF140-40-11-13
110335 | CK07BA411W | CK Series | CK07BA411W CONT. 415V50 | Look comments | AF140-40-11-14
110337 | CK07BA411Y | CK Series | CK Contactor 200A AC-1 4P Aux 1NO+1NC 500V 50Hz /600V 60Hz | Look comments | AF140-40-00-14
110339 | CK07BE411F | CK Series | CK07BE411F CONT. 42-48V50-60 DC | Look comments | AF140-40-11-11
110348 | CK08BA411M | CK Series | CK08BA411M CONT. 220V60 | Look comments | AF205-40-11-13 | Use AF205-40-11-13 1SFL527102R1311 for IEC applications and AF190-40-11-13 1SFL487102R1311 for UL
110348 | CK08BA411M | CK Series | CK08BA411M CONT. 220V60 | Look comments | AF190-40-11-13
110350 | CK08BA411R | CK Series | CK08BA411R CONT. 240V50 | Look comments | AF205-40-11-14 | Use AF205-40-11-14 1SFL527102R1411 for IEC applications and AF190-40-11-14 1SFL487102R1411 for UL
110350 | CK08BA411R | CK Series | CK08BA411R CONT. 240V50 | Look comments | AF190-40-11-14
110353 | CK08BA411W | CK Series | CK08BA411W CONT. 415V50 | Look comments | AF205-40-11-14 | Use AF205-40-11-14 1SFL527102R1411 for IEC applications and AF190-40-11-14 1SFL487102R1411 for UL
110353 | CK08BA411W | CK Series | CK08BA411W CONT. 415V50 | Look comments | AF190-40-11-14
110360 | GPAU20LTAA11 | Surion | 110360 - GPAU20LTAA11 U/V 2NO 1S 100V50 | Look comments | Look comments | ABB has no UA with integrated lead auxcontacts, propose to use UA1+HK1L (UA1 = left mount; HK1L = right mount)
110387 | LB4A15 | CL Series | LB4A15 BOB. 480V50/60Hz | Look comments | Look comments | No Coil Spare part available
110394 | CL02A301T13 | CL Series | CL02A301T13 CONT. 3P 400V 50/60HZ | Look comments | AF16-30-01-14
110395 | CL01A301T13 | CL Series | CL01A301T13 CONT. 3P 400V 50/60HZ | Look comments | AF12-30-01-14
110396 | CL00A301T13 | CL Series | CL00A301T13 CONT. 3P 400V 50/60HZ | Look comments | AF09-30-01-14
110401 | LB1AE | CL Series | AC COIL 32V 50HZ | Look comments | Look comments | No Coil Spare part available
110405 | LB1AK | CL Series | AC COIL 127V 50HZ | Look comments | Look comments | No Coil Spare part available
110406 | LB1AL | CL Series | AC COIL 208V 60HZ | Look comments | Look comments | No Coil Spare part available
110410 | LB1AT | CL Series | Coil | Look comments | Look comments | No Coil Spare part available
110412 | LB1AW | CL Series | CL COIL 415V50 460V60 | Look comments | Look comments | No Coil Spare part available
110414 | LB1AY | CL Series | COIL | Look comments | Look comments | No Coil Spare part available
110416 | LB1A1 | CL Series | COIL | Look comments | Look comments | No Coil Spare part available
110417 | LB1A2 | CL Series | COIL | Look comments | Look comments | No Coil Spare part available
110419 | LB1A4 | CL Series | Coil | Look comments | Look comments | No Coil Spare part available
110421 | LB1A6 | CL Series | Coil | Look comments | Look comments | No Coil Spare part available
110422 | LB1A7 | CL Series | COIL CL00-25 240V50/60 HZ | Look comments | Look comments | No Coil Spare part available
110423 | LB1A8 | CL Series | COIL | Look comments | Look comments | No Coil Spare part available
110433 | LB3AC | CL Series | LB3AC BOB. 24V60 | Look comments | Look comments | No Coil Spare part available
110434 | LB3AE | CL Series | LB3AE BOB. 32V50 | Look comments | Look comments | No Coil Spare part available
110435 | LB3AF | CL Series | LB3AF BOB. 42V50 48V60 | Look comments | Look comments | No Coil Spare part available
110436 | LB3AH | CL Series | LB3AH BOB. 110V60 | Look comments | Look comments | No Coil Spare part available
110438 | LB3AK | CL Series | CL Spare part coil 127V 50Hz AC(CL03…CL05) | Look comments | Look comments | No Coil Spare part available
110439 | LB3AL | CL Series | CL Spare part coil 208V 60Hz AC(CL03…CL05) | Look comments | Look comments | No Coil Spare part available
110440 | LB3AM | CL Series | LB3AM BOB. 220V60 | Look comments | Look comments | No Coil Spare part available
110441 | LB3AS | CL Series | LB3AS BOB. 240V60 | Look comments | Look comments | No Coil Spare part available
110445 | LB3AW | CL Series | LB3AW BOB. 415V50 | Look comments | Look comments | No Coil Spare part available
110447 | LB3AY | CL Series | CL Spare part coil 500V 50Hz / 600V 60Hz AC(CL03…CL05) | Look comments | Look comments | No Coil Spare part available
110449 | LB3A1 | CL Series | CL Spare part coil 24V 50-60Hz AC (CL03…CL05) | Look comments | Look comments | No Coil Spare part available
110450 | LB3A2 | CL Series | CL Spare part coil 42V 50-60Hz AC (CL03…CL05) | Look comments | Look comments | No Coil Spare part available
110451 | LB3A3 | CL Series | LB3A3 BOB. 110-115V50-60 | Look comments | Look comments | No Coil Spare part available
110452 | LB3A4 | CL Series | LB3A4 BOB. 120V50-60 | Look comments | Look comments | No Coil Spare part available
110453 | LB3A5 | CL Series | LB3A5 BOB. 220V50-60 | Look comments | Look comments | No Coil Spare part available
110454 | LB3A6 | CL Series | CL Spare part coil 230V 50-60Hz AC (CL03…CL05) | Look comments | Look comments | No Coil Spare part available
110455 | LB3A7 | CL Series | CL Spare part coil 240V 50-60Hz AC (CL03…CL05) | Look comments | Look comments | No Coil Spare part available
110456 | LB3A8 | CL Series | LB3A8 BOB. 440V50-60 | Look comments | Look comments | No Coil Spare part available
110460 | BCLL11_SP | CL Series | BCLL11_SP | Look comments | CAL4-11
110463 | BELA02_SP | CL Series | BELA02_SP | Look comments | VEM4 | Use VM96-4 1SBN033405T1000 for AF40 ... AF96 contactors
110463 | BELA02_SP | CL Series | BELA02_SP | Look comments | VM96-4
110467 | LB4AE | CL Series | LB4AE BOB. 32V50 | Look comments | Look comments | No Coil Spare part available
110471 | LB4AK | CL Series | CL Spare part coil 127V 50Hz AC (CL06 - CL10) | Look comments | Look comments | No Coil Spare part available
110472 | LB4AL | CL Series | CL Spare part coil 208V 60Hz AC (CL45…CL10) | Look comments | Look comments | No Coil Spare part available
110474 | LB4AS | CL Series | LB4AS BOB. 240V60 | Look comments | Look comments | No Coil Spare part available
110475 | LB4AR | CL Series | LB4AR BOB. 240V50 | Look comments | Look comments | No Coil Spare part available
110478 | LB4AW | CL Series | LB4AW BOB. 415V50 | Look comments | Look comments | No Coil Spare part available
110480 | LB4AY | CL Series | CL Spare part coil 500V 50Hz / 600V 60Hz AC (CL06 - CL10) | Look comments | Look comments | No Coil Spare part available
110482 | LB4A1 | CL Series | CL Spare part coil 24V 50-60Hz AC (CL06 - CL10) | Look comments | Look comments | No Coil Spare part available
110484 | LB4A3 | CL Series | LB4A3 BOB. 110-115V50-60 | Look comments | Look comments | No Coil Spare part available
110485 | LB4A4 | CL Series | LB4A4 BOB. 120V50-60 | Look comments | Look comments | No Coil Spare part available
110486 | LB4A5 | CL Series | LB4A5 BOB. 220V50-60 | Look comments | Look comments | No Coil Spare part available
110487 | LB4A6 | CL Series | CL Spare part coil 230V 50-60Hz AC (CL06 - CL10) | Look comments | Look comments | No Coil Spare part available
110488 | LB4A7 | CL Series | CL Spare part coil 240V 50-60Hz AC (CL06 - CL10) | Look comments | Look comments | No Coil Spare part available
110489 | LB4A8 | CL Series | LB4A8 BOB. 440V50-60 | Look comments | Look comments | No Coil Spare part available
110497 | BCLF10 | CL Series | BCLF10_SP | Look comments | CA4-10
110498 | BCLF01 | CL Series | BCLF01_SP | Look comments | CA4-01
110506 | C04255M | CK Series | C04255M BOB. CK08.. 220V60 | Look comments | Look comments | No Coil Spare part available
110507 | C04255S | CK Series | C04255S BOB. CK08.. 240V60 | Look comments | Look comments | No Coil Spare part available
110508 | C04255R | CK Series | C04255R BOB. CK08.. 240V50 | Look comments | Look comments | No Coil Spare part available
110510 | C04255V | CK Series | C04255V BOB. CK08.. 440V60 | Look comments | Look comments | No Coil Spare part available
110511 | C04255W | CL Series | BOBINA CA205-309 380-400/50 - 480/60 | Look comments | Look comments | Ask GPM… Active product with no sales in EPIS 2017 and 2018
110513 | C04255Y | CK Series | CK Spare part coil 550V 50Hz / 600V 60Hz CK07BA4… | Look comments | Look comments | Ask GPM… Active product with no sales in EPIS 2017 and 2018
110527 | C04787W | CK Series | C04787W BOB. CK10.. 415V50 | Look comments | Look comments | Ask GPM… Active product with no sales in EPIS 2017 and 2018
110529 | C04787Y | CK Series | CK COIL 500V 50HZ 600V 60HZ CK08BA4… | Look comments | Look comments | Ask GPM… Active product with no sales in EPIS 2017 and 2018
110541 | CL00A310R5 | CL Series | CL00A310R5 | Look comments | AF09ZB-30-10RT-23
110545 | C08998Y | CK Series | CK Spare part coil 550V 50Hz / 600V 60Hz CK13BA4… | Look comments | Look comments | Ask GPM… Active product with no sales in EPIS 2017 and 2018
110557 | CL02AB00RN | CL Series | CL02AB00RN RING TERMINAL CONT. 220/230 | Look comments | AF16ZB-22-00RT-23 | Use AF16B-22-00RT-14 1SBL177560R1400 for 277V 60Hz control voltage
110557 | CL02AB00RN | CL Series | CL02AB00RN RING TERMINAL CONT. 220/230 | Look comments | AF16B-22-00RT-14
110566 | CL00A301R3 | CL Series | CL00A301R3 110-115 50/60Hz | Look comments | AF09ZB-30-01RT-23
110567 | CL00A310R3 | CL Series | CL00A310R3 | Look comments | AF09ZB-30-10RT-23
110568 | CL00A310R6 | CL Series | CONT. 4KW 3P RING TERMINAL | Look comments | AF09ZB-30-10RT-23
110569 | CL01A310R3 | CL Series | CL01A310R3 | Look comments | AF12ZB-30-10RT-23
110570 | CL01A301R3 | CL Series | CL01A301R3 110-115 50/60Hz | Look comments | AF12ZB-30-01RT-23
110577 | CL03A400R1 | CL Series | CL03A400R1 CONT. 24V50-60 | Look comments | AF26ZB-40-00RT-21
110580 | CL01A400R1 | CL Series | CL01A400R1 | Look comments | AF09ZB-40-00RT-21
110581 | CL02A400R1 | CL Series | CL02A400R1 | Look comments | AF16ZB-40-00RT-21
110584 | CL00A301R11 | CL Series | CL CONT 9A, 4KW 1NC 100V50/60 RING T. | Look comments | AF09ZB-30-01RT-23
110600 | CL01A400T1 | CL Series | CL Contactor 25A AC-1 4P 24V 50Hz /24V 60Hz | Look comments | AF09-40-00-11
110601 | CL01A400T2 | CL Series | CL Contactor 25A AC-1 4P 42V 50Hz /42V 60Hz | Look comments | AF09-40-00-11
110602 | CL01A400T3 | CL Series | SERIES CL-CONTACTOR | Look comments | AF09-40-00-13
110603 | CL01A400T4 | CL Series | CONT 4P 25A COIL 120V50/60HZ | Look comments | AF09-40-00-13
110604 | CL01A400T5 | CL Series | SERIES CL-CONTACTOR | Look comments | AF09-40-00-13
110605 | CL01A400T6 | CL Series | CL Contactor 25A AC-1 4P 230V 50Hz /230V 60Hz | Look comments | AF09-40-00-13
110606 | CL01A400T7 | CL Series | CL Contactor 25A AC-1 4P 240V 50Hz /240V 60Hz | Look comments | AF09-40-00-14
110607 | CL01A400T8 | CL Series | CONTACT.4P 5,5KW 440V50/60 | Look comments | AF09-40-00-14
110608 | CL02A400T1 | CL Series | CL Contactor 32A AC-1 4P 24V 50Hz /24V 60Hz | Look comments | AF16-40-00-11
110609 | CL02A400T2 | CL Series | CL Contactor 32A AC-1 4P 42V 50Hz /42V 60Hz | Look comments | AF16-40-00-11
110610 | CL02A400T3 | CL Series | SERIES CL-CONTACTOR | Look comments | AF16-40-00-13
110611 | CL02A400T4 | CL Series | CONTACTOR 4P 7,5KW 120V50/60HZ | Look comments | AF16-40-00-13
110612 | CL02A400T5 | CL Series | CONTACTOR 4P 7,5KW 220V50/60HZ | Look comments | AF16-40-00-13
110613 | CL02A400T6 | CL Series | CL Contactor 32A AC-1 4P 230V 50Hz /230V 60Hz | Look comments | AF16-40-00-13
110614 | CL02A400T7 | CL Series | CL Contactor 32A AC-1 4P 240V 50Hz /240V 60Hz | Look comments | AF16-40-00-13
110615 | CL02A400T8 | CL Series | CONTACTOR 4P 7,5KW 440V50/60HZ | Look comments | AF16-40-00-14
110616 | CL03A400M1 | CL Series | CL Contactor 45A AC-1 4P 24V 50Hz /24V 60Hz | Look comments | AF26-40-00-11
110617 | CL03A400M2 | CL Series | CL Contactor 45A AC-1 4P 42V 50Hz /42V 60Hz | Look comments | AF26-40-00-11
110618 | CL03A400M3 | CL Series | CL CONT 45A 4P 110-115V50/60 | Look comments | AF26-40-00-13
110619 | CL03A400M4 | CL Series | CL03A400M4 120 50/60Hz | Look comments | AF26-40-00-13
110620 | CL03A400M5 | CL Series | CL03A400M5 CONT. 220V50-60 | Look comments | AF26-40-00-13
110621 | CL03A400M6 | CL Series | CL Contactor 45A AC-1 4P 230V 50Hz /230V 60Hz | Look comments | AF26-40-00-13
110622 | CL03A400M7 | CL Series | CL Contactor 45A AC-1 4P 240V 50Hz /240V 60Hz | Look comments | AF26-40-00-13
110623 | CL03A400M8 | CL Series | CL03A400M8 440 50/60Hz | Look comments | AF26-40-00-14
110624 | CL04A400M1 | CL Series | CL Contactor 60A AC-1 4P 24V 50Hz /24V 60Hz | Look comments | AF38-40-00-11
110625 | CL04A400M2 | CL Series | CL Contactor 60A AC-1 4P 42V 50Hz /42V 60Hz | Look comments | AF38-40-00-11
110626 | CL04A400M3 | CL Series | CL CONT 60A 4P 110-115V50-60 | Look comments | AF38-40-00-13
110627 | CL04A400M4 | CL Series | CL04A400M4 CONT. 120V50-60 | Look comments | AF38-40-00-13
110628 | CL04A400M5 | CL Series | CL04A400M5 CONT. 220V50-60 | Look comments | AF38-40-00-13
110629 | CL04A400M6 | CL Series | CL Contactor 60A AC-1 4P 230V 50Hz /230V 60Hz | Look comments | AF38-40-00-13
110630 | CL04A400M7 | CL Series | CL Contactor 60A AC-1 4P 240V 50Hz /240V 60Hz | Look comments | AF38-40-00-13
110631 | CL04A400M8 | CL Series | CL04A400M8 CONT. 440V50-60 | Look comments | AF38-40-00-14
110632 | CL05A400M1 | CL Series | CL Contactor 90A AC-1 4P 24V 50Hz /24V 60Hz | Look comments | AF52-40-00-11 | Use AF80-40-00-11 1SBL397201R1100 for UL general use application higher than 80 A
110632 | CL05A400M1 | CL Series | CL Contactor 90A AC-1 4P 24V 50Hz /24V 60Hz | Look comments | AF80-40-00-11
110633 | CL05A400M2 | CL Series | CL Contactor 90A AC-1 4P 115V 50Hz /115V 60Hz | Look comments | AF52-40-00-11 | Use AF80-40-00-11 1SBL397201R1100 for UL general use application higher than 80 A
110633 | CL05A400M2 | CL Series | CL Contactor 90A AC-1 4P 115V 50Hz /115V 60Hz | Look comments | AF80-40-00-11
110634 | CL05A400M3 | CL Series | CL05A400M3 CONT. 110-115V50-60 | Look comments | AF52-40-00-13 | Use AF80-40-00-13 1SBL397201R1300 for UL general use application higher than 80 A
110634 | CL05A400M3 | CL Series | CL05A400M3 CONT. 110-115V50-60 | Look comments | AF80-40-00-13
110636 | CL05A400M5 | CL Series | CL05A400M5 CONT. 220V50-60 | Look comments | AF52-40-00-13 | Use AF80-40-00-13 1SBL397201R1300 for UL general use application higher than 80 A
110636 | CL05A400M5 | CL Series | CL05A400M5 CONT. 220V50-60 | Look comments | AF80-40-00-13
110637 | CL05A400M6 | CL Series | CL Contactor 90A AC-1 4P 230V 50Hz /230V 60Hz | Look comments | AF52-40-00-13 | Use AF80-40-00-13 1SBL397201R1300 for UL general use application higher than 80 A
110637 | CL05A400M6 | CL Series | CL Contactor 90A AC-1 4P 230V 50Hz /230V 60Hz | Look comments | AF80-40-00-13
110638 | CL05A400M7 | CL Series | CL Contactor 90A AC-1 4P 240V 50Hz /240V 60Hz | Look comments | AF52-40-00-13 | Use AF80-40-00-13 1SBL397201R1300 for UL general use application higher than 80 A
110638 | CL05A400M7 | CL Series | CL Contactor 90A AC-1 4P 240V 50Hz /240V 60Hz | Look comments | AF80-40-00-13
110642 | CL07A400M3 | CL Series | CL07A400M3 CONT. 110V50-60 | Look comments | AF80-40-00-13
110643 | CL07A400M4 | CL Series | CL07A400M4 120 50/60Hz | Look comments | AF80-40-00-13
110644 | CL07A400M5 | CL Series | CL07A400M5 | Look comments | AF80-40-00-13
110645 | CL07A400M6 | CL Series | CL Contactor 110A AC-1 4P 230V 50Hz /230V 60Hz | Look comments | AF80-40-00-13
110646 | CL07A400M7 | CL Series | CL Contactor 110A AC-1 4P 240V 50Hz /240V 60Hz | Look comments | AF80-40-00-13
110648 | CL09A400M1 | CL Series | CL Contactor 140A AC-1 4P 24V 50Hz /24V 60Hz | Look comments | AF116-40-00-11
110650 | CL09A400M3 | CL Series | CL09A400M3 CONT. 110-115V50-60 | Look comments | AF116-40-00-13
110651 | CL09A400M4 | CL Series | CL09A400M4 120 50/60Hz | Look comments | AF116-40-00-13
110652 | CL09A400M5 | CL Series | CL09A400M5 CONT 4P 140A 220V50/60HZ COIL | Look comments | AF116-40-00-13
110653 | CL09A400M6 | CL Series | CL Contactor 140A AC-1 4P 230V 50Hz /230V 60Hz | Look comments | AF116-40-00-13
110654 | CL09A400M7 | CL Series | CL Contactor 140A AC-1 4P 240V 50Hz /240V 60Hz | Look comments | AF116-40-00-13
110655 | CL09A400M8 | CL Series | CL09A400M8 440 50/60Hz | Look comments | AF116-40-00-14
110656 | CL01AB00T1 | CL Series | CL Contactor 12A AC-3 2NO+2NC 24V 50Hz/ 24V 60Hz | Look comments | AF09-22-00-11
110657 | CL01AB00T2 | CL Series | CL Contactor 12A AC-3 2NO+2NC 42V 50Hz/ 42V 60Hz | Look comments | AF09-22-00-11
110658 | CL01AB00T3 | CL Series | CONTACTOR | Look comments | AF09-22-00-13
110659 | CL01AB00T4 | CL Series | CONT 4P 25A COIL 120V 50/60HZ | Look comments | AF09-22-00-13
110660 | CL01AB00T5 | CL Series | CONTACTOR 4P2NO2NC 5,5KW 220V50/60HZ | Look comments | AF09-22-00-13
110661 | CL01AB00T6 | CL Series | CL Contactor 12A AC-3 2NO+2NC 230V 50Hz/ 230V 60Hz | Look comments | AF09-22-00-13
110662 | CL01AB00T7 | CL Series | CL Contactor 12A AC-3 2NO+2NC 240V 50Hz/ 240V 60Hz | Look comments | AF09-22-00-13
110663 | CL01AB00T8 | CL Series | CONTACTOR 4P2NO2NC 5.5KW 440V50/60HZ | Look comments | AF09-22-00-14
110664 | CL02AB00T1 | CL Series | CL Contactor 18A AC-3 2NO+2NC 24V 50Hz/ 24V 60Hz | Look comments | AF16-22-00-11
110665 | CL02AB00T2 | CL Series | CL Contactor 18A AC-3 2NO+2NC 42V 50Hz/ 42V 60Hz | Look comments | AF16-22-00-11
110666 | CL02AB00T3 | CL Series | CONTACTOR 4P 2P+2R 7,5KW 110V50/60HZ | Look comments | AF16-22-00-13
110667 | CL02AB00T4 | CL Series | CONTACTOR 4P 2P+2R 7,5KW 120V50/60HZ | Look comments | AF16-22-00-13
110668 | CL02AB00T5 | CL Series | CONTACTOR 4P 2P+2R 7,5KW 220/50-60 | Look comments | AF16-22-00-13
110669 | CL02AB00T6 | CL Series | CL Contactor 18A AC-3 2NO+2NC 230V 50Hz/ 230V 60Hz | Look comments | AF16-22-00-13
110670 | CL02AB00T7 | CL Series | CL Contactor 18A AC-3 2NO+2NC 240V 50Hz/ 240V 60Hz | Look comments | AF16-22-00-13
110671 | CL02AB00T8 | CL Series | CONTACTOR 4P 2P+2R 7,5KW 440V50/60HZ | Look comments | AF16-22-00-14
110672 | CL03AB00M1 | CL Series | CL Contactor 25A AC-3 2NO+2NC 24V 50Hz/ 24V 60Hz | Look comments | AF26-22-00-11
110673 | CL03AB00M2 | CL Series | CL Contactor 25A AC-3 2NO+2NC 42V 50Hz/ 42V 60Hz | Look comments | AF26-22-00-11
110674 | CL03AB00M3 | CL Series | CONT 4P 45A COIL 110-115V 50/60HZ | Look comments | AF26-22-00-13
110675 | CL03AB00M4 | CL Series | CL03AB00M4 120 50/60Hz | Look comments | AF26-22-00-13
110676 | CL03AB00M5 | CL Series | CL03AB00M5 CONT. 220V50-60 | Look comments | AF26-22-00-13
110677 | CL03AB00M6 | CL Series | CL Contactor 25A AC-3 2NO+2NC 230V 50Hz/ 230V 60Hz | Look comments | AF26-22-00-13
110678 | CL03AB00M7 | CL Series | CL Contactor 25A AC-3 2NO+2NC 240V 50Hz/ 240V 60Hz | Look comments | AF26-22-00-13
110680 | CL04AB00M1 | CL Series | CL Contactor 32A AC-3 2NO+2NC 24V 50Hz/ 24V 60Hz | Look comments | AF38-22-00-11
110681 | CL04AB00M2 | CL Series | CL Contactor 32A AC-3 2NO+2NC 42V 50Hz/ 42V 60Hz | Look comments | AF38-22-00-11
110682 | CL04AB00M3 | CL Series | CONTACTOR 4P 60A 110V 50/60HZ AC COIL | Look comments | AF38-22-00-13
110684 | CL04AB00M5 | CL Series | CL04AB00M5 CONT. 220V50-60 | Look comments | AF38-22-00-13
110685 | CL04AB00M6 | CL Series | CL Contactor 32A AC-3 2NO+2NC 230V 50Hz/ 230V 60Hz | Look comments | AF38-22-00-13
110686 | CL04AB00M7 | CL Series | CL Contactor 32A AC-3 2NO+2NC 240V 50Hz/ 240V 60Hz | Look comments | AF38-22-00-13
110688 | CL05AB00M1 | CL Series | CL Contactor 40A AC-3 2NO+2NC 24V 50Hz/ 24V 60Hz | Look comments | AF40-22-00-11 | Use AF80-22-00-11 1SBL397501R1100 for AC-1 applications higher than 70A
110688 | CL05AB00M1 | CL Series | CL Contactor 40A AC-3 2NO+2NC 24V 50Hz/ 24V 60Hz | Look comments | AF80-22-00-11
110689 | CL05AB00M2 | CL Series | CL Contactor 40A AC-3 2NO+2NC 42V 50Hz/ 42V 60Hz | Look comments | AF40-22-00-11 | Use AF80-22-00-11 1SBL397501R1100 for AC-1 applications higher than 70A
110689 | CL05AB00M2 | CL Series | CL Contactor 40A AC-3 2NO+2NC 42V 50Hz/ 42V 60Hz | Look comments | AF80-22-00-11
110690 | CL05AB00M3 | CL Series | CL05AB00M3 CONT. 110-115V50-60 | Look comments | AF40-22-00-13 | Use AF80-22-00-13 1SBL397501R1300 for AC-1 applications higher than 70A
110690 | CL05AB00M3 | CL Series | CL05AB00M3 CONT. 110-115V50-60 | Look comments | AF80-22-00-13
110691 | CL05AB00M4 | CL Series | CONT 4P 90A COIL 120V 50/60HZ | Look comments | AF40-22-00-13 | Use AF80-22-00-13 1SBL397501R1300 for AC-1 applications higher than 70A
110691 | CL05AB00M4 | CL Series | CONT 4P 90A COIL 120V 50/60HZ | Look comments | AF80-22-00-13
110692 | CL05AB00M5 | CL Series | CL05AB00M5 CONT. 220V50-60 | Look comments | AF40-22-00-13 | Use AF80-22-00-13 1SBL397501R1300 for AC-1 applications higher than 70A
110692 | CL05AB00M5 | CL Series | CL05AB00M5 CONT. 220V50-60 | Look comments | AF80-22-00-13
110693 | CL05AB00M6 | CL Series | CL Contactor 40A AC-3 2NO+2NC 230V 50Hz/ 230V 60Hz | Look comments | AF40-22-00-13 | Use AF80-22-00-13 1SBL397501R1300 for AC-1 applications higher than 70A
110693 | CL05AB00M6 | CL Series | CL Contactor 40A AC-3 2NO+2NC 230V 50Hz/ 230V 60Hz | Look comments | AF80-22-00-13
110694 | CL05AB00M7 | CL Series | CL Contactor 40A AC-3 2NO+2NC 240V 50Hz/ 240V 60Hz | Look comments | AF40-22-00-13 | Use AF80-22-00-13 1SBL397501R1300 for AC-1 applications higher than 70A
110694 | CL05AB00M7 | CL Series | CL Contactor 40A AC-3 2NO+2NC 240V 50Hz/ 240V 60Hz | Look comments | AF80-22-00-13
110696 | CL07AB00M1 | CL Series | CL Contactor 65A AC-3 2NO+2NC 24V 50Hz/ 24V 60Hz | Look comments | AF80-22-00-11
110698 | CL07AB00M3 | CL Series | CL07AB00M3, S2+2Ö, 110V, 50/60HZ | Look comments | AF80-22-00-13
110699 | CL07AB00M4 | CL Series | CL07AB00M4 120 50/60Hz | Look comments | AF80-22-00-13
110700 | CL07AB00M5 | CL Series | CL07AB00M5 CONT. 220V50-60 | Look comments | AF80-22-00-13
110701 | CL07AB00M6 | CL Series | CL Contactor 65A AC-3 2NO+2NC 230V 50Hz/ 230V 60Hz | Look comments | AF80-22-00-13
110702 | CL07AB00M7 | CL Series | CL Contactor 65A AC-3 2NO+2NC 240V 50Hz/ 240V 60Hz | Look comments | AF80-22-00-13
110704 | CL08AB00M1 | CL Series | CL Contactor 80A AC-3 2NO+2NC 24V 50Hz/ 24V 60Hz | Look comments | AF80-22-00-11
110705 | CL08AB00M2 | CL Series | CL Contactor 80A AC-3 2NO+2NC 42V 50Hz/ 42V 60Hz | Look comments | AF80-22-00-11
110706 | CL08AB00M3 | CL Series | CL08AB00M3 CONT. 110-115V50-60 | Look comments | AF80-22-00-13
110707 | CL08AB00M4 | CL Series | CL08AB00M4 CONT. 120V50-60 | Look comments | AF80-22-00-13
110708 | CL08AB00M5 | CL Series | CL08AB00M5 CONT. 220V50-60 | Look comments | AF80-22-00-13
110709 | CL08AB00M6 | CL Series | CL Contactor 80A AC-3 2NO+2NC 230V 50Hz/ 230V 60Hz | Look comments | AF80-22-00-13
110710 | CL08AB00M7 | CL Series | CL Contactor 80A AC-3 2NO+2NC 240V 50Hz/ 240V 60Hz | Look comments | AF80-22-00-13
110711 | CL08AB00M8 | CL Series | CL08AB00M8 CONT. 440V50-60 | Look comments | AF80-22-00-14
110713 | CL25A300TE | CL Series | CONTACTOR 3P 11KW 32V50HZ | Look comments | AF26-30-00-11
110717 | CL25A300TK | CL Series | SERIES CL-Contactor | Look comments | AF26-30-00-13
110718 | CL25A300TL | CL Series | CONTACTOR 3P 11KW 208V60HZ | Look comments | AF26-30-00-13
110722 | CL25A300TT | CL Series | CONTACTOR 3P 11KW 380V60HZ | Look comments | AF26-30-00-14
110724 | CL25A300TW | CL Series | SERIES CL-Contactor | Look comments | AF26-30-00-14
110726 | CL25A300TY | CL Series | SERIES CL-Contactor | Look comments | AF26-30-00-14
110728 | CL25A300T1 | CL Series | CONT 3P 25A COIL 24V50/60HZ | Look comments | AF26-30-00-11
110729 | CL25A300T2 | CL Series | CONTACTOR 3P 11KW 42V50HZ | Look comments | AF26-30-00-11
110730 | CL25A300T3 | CL Series | CONT 3P 25A COIL110V50/60HZ | Look comments | AF26-30-00-13
110731 | CL25A300T4 | CL Series | CONT 3P 25A COIL120V50/60HZ | Look comments | AF26-30-00-13
110732 | CL25A300T5 | CL Series | CONT 3P 25A COIL 220V50/60HZ | Look comments | AF26-30-00-13
110733 | CL25A300T6 | CL Series | CONTACTOR 3P 11KW 230V50/60HZ | Look comments | AF26-30-00-13
110734 | CL25A300T7 | CL Series | CONT 3P 25A COIL 240V50/60HZ | Look comments | AF26-30-00-13
110735 | CL25A300T8 | CL Series | CL25A300T8 Cont. 3P 25A COIL 440V50/60HZ | Look comments | AF26-30-00-14
110737 | CL45A300ME | CL Series | CL45A300ME CONT. 32V50 | Look comments | AF38-30-00-11 | Use AF40-30-00-11 1SBL347001R1100 for AC-3 applications above 38A
110737 | CL45A300ME | CL Series | CL45A300ME CONT. 32V50 | Look comments | AF40-30-00-11
110741 | CL45A300MK | CL Series | CL45A300MK CONT. 127V50 | Look comments | AF38-30-00-13 | Use AF40-30-00-13 1SBL347001R1300 for AC-3 applications above 38A
110741 | CL45A300MK | CL Series | CL45A300MK CONT. 127V50 | Look comments | AF40-30-00-13
110742 | CL45A300ML | CL Series | CL CONT 40A, 3P 208V60 | Look comments | AF38-30-00-13 | Use AF40-30-00-13 1SBL347001R1300 for AC-3 applications above 38A
110742 | CL45A300ML | CL Series | CL CONT 40A, 3P 208V60 | Look comments | AF40-30-00-13
110746 | CL45A300MT | CL Series | CL45A300MT CONT. 380V60 | Look comments | AF38-30-00-14 | Use AF40-30-00-14 1SBL347001R1400 for AC-3 applications above 38A
110746 | CL45A300MT | CL Series | CL45A300MT CONT. 380V60 | Look comments | AF40-30-00-14
110748 | CL45A300MW | CL Series | CL45A300MW CONT. 415V50 | Look comments | AF38-30-00-14 | Use AF40-30-00-14 1SBL347001R1400 for AC-3 applications above 38A
110748 | CL45A300MW | CL Series | CL45A300MW CONT. 415V50 | Look comments | AF40-30-00-14
110750 | CL45A300MY | CL Series | CL45A300MY CONT. 500V50 600V60 | Look comments | AF38-30-00-14 | Use AF40-30-00-14 1SBL347001R1400 for AC-3 applications above 38A
110750 | CL45A300MY | CL Series | CL45A300MY CONT. 500V50 600V60 | Look comments | AF40-30-00-14
110752 | CL45A300M1 | CL Series | CL CONT 40A, 3P 24V50/60 | Look comments | AF38-30-00-11 | Use AF40-30-00-11 1SBL347001R1100 for AC-3 applications above 38A
110752 | CL45A300M1 | CL Series | CL CONT 40A, 3P 24V50/60 | Look comments | AF40-30-00-11
110753 | CL45A300M2 | CL Series | CL45A300M2 CONT. 42V50-60 | Look comments | AF38-30-00-11 | Use AF40-30-00-11 1SBL347001R1100 for AC-3 applications above 38A
110753 | CL45A300M2 | CL Series | CL45A300M2 CONT. 42V50-60 | Look comments | AF40-30-00-11
110754 | CL45A300M3 | CL Series | CL CONT 40A 3P 110-115V50-60 | Look comments | AF38-30-00-13 | Use AF40-30-00-13 1SBL347001R1300 for AC-3 applications above 38A
110754 | CL45A300M3 | CL Series | CL CONT 40A 3P 110-115V50-60 | Look comments | AF40-30-00-13
110755 | CL45A300M4 | CL Series | CL45A300M4 CONT. 120V50-60 | Look comments | AF38-30-00-13 | Use AF40-30-00-13 1SBL347001R1300 for AC-3 applications above 38A
110755 | CL45A300M4 | CL Series | CL45A300M4 CONT. 120V50-60 | Look comments | AF40-30-00-13
110756 | CL45A300M5 | CL Series | CL45A300M5 CONT. 220V50-60 | Look comments | AF38-30-00-13 | Use AF40-30-00-13 1SBL347001R1300 for AC-3 applications above 38A
110756 | CL45A300M5 | CL Series | CL45A300M5 CONT. 220V50-60 | Look comments | AF40-30-00-13
110757 | CL45A300M6 | CL Series | CL CONT 40A, 3P 230V50/60 | Look comments | AF38-30-00-13 | Use AF40-30-00-13 1SBL347001R1300 for AC-3 applications above 38A
110757 | CL45A300M6 | CL Series | CL CONT 40A, 3P 230V50/60 | Look comments | AF40-30-00-13
110758 | CL45A300M7 | CL Series | CL CONT 40A, 3P 240V50/60 | Look comments | AF38-30-00-13 | Use AF40-30-00-13 1SBL347001R1300 for AC-3 applications above 38A
110758 | CL45A300M7 | CL Series | CL CONT 40A, 3P 240V50/60 | Look comments | AF40-30-00-13
110759 | CL45A300M8 | CL Series | CL45A300M8 CONT. 440V50-60 | Look comments | AF38-30-00-14 | Use AF40-30-00-14 1SBL347001R1400 for AC-3 applications above 38A
110759 | CL45A300M8 | CL Series | CL45A300M8 CONT. 440V50-60 | Look comments | AF40-30-00-14
110760 | CK07BA411F | CK Series | CK07BA411F CONT. 42V50 48V60 | Look comments | AF140-40-11-11
110761 | CL05A400M4 | CL Series | CL05A400M4 120 50/60Hz | Look comments | AF52-40-00-13 | Use AF80-40-00-13 1SBL397201R1300 for UL general use application higher than 80 A
110761 | CL05A400M4 | CL Series | CL05A400M4 120 50/60Hz | Look comments | AF80-40-00-13
110762 | CL07A400M1 | CL Series | CL Contactor 110A AC-1 4P 24V 50Hz /24V 60Hz | Look comments | AF80-40-00-11
110763 | CL09A400M2 | CL Series | CL Contactor 140A AC-1 4P 42V 50Hz /42V 60Hz | Look comments | Look comments | Ask GPM… Active product with no sales in EPIS 2017 and 2018
110771 | CL02A400G9 | AEG Contactors | LS7K-4.00 48V 50/60Hz - 910-304-210-57 | Look comments | AF16-40-00-11
110773 | CL07D300RWE | CL Series | CL07D300RWE CONT. R.T.C. 33V DC +/-30% | Look comments | AF63-30-00RT 20...60 V DC (coil 72)
110774 | CL07D300RWJ | CL Series | CL07D300RWJ CONT. R.T.C.110V DC +/-30% | Look comments | AF63-30-00RT 48...130 V AC/DC (coil 69)
110779 | CL25A300R11 | CL Series | CONT. 11kW w/o Aux 100V Bif. Ring Term. | Look comments | AF26ZB-30-00RT-23
110782 | CL25A300T1-M | CL Series | Special contactor | Look comments | AF26-30-00-11
110786 | CL02D400RWD | CL Series | Cont. 4P 24Vdc +/-30% RT | Look comments | AF16ZB-40-00RT-21
110800 | CL25A300T1MP | CL Series | CL25A300T1MP CONT 3P 25A 24V50/60HZ COIL | Look comments | AF26-30-00-11
110801 | CL25A300TD | CL Series | SERIES CL-CONTACTOR | Look comments | AF26-30-00-11
110803 | CL25A300TJ | CL Series | SERIES CL-CONTACTOR | Look comments | AF26-30-00-13
110804 | CL25A300TN | CL Series | SERIES CL-CONTACTOR | Look comments | AF26-30-00-13 | Use AF26-30-00-14 1SBL237001R1400 for 277V 60Hz control voltage
110804 | CL25A300TN | CL Series | SERIES CL-CONTACTOR | Look comments | AF26-30-00-14
110805 | CL25A300TU | CL Series | SERIES CL-Contactor | Look comments | AF26-30-00-14
110806 | CL25D300TLG-SEA | CL Series | CL25D300TLG-SEA&Cont. 3P 11kW 48V +/-30% | Look comments | AF26-30-00-11 | Use AF26Z-30-00-21 1SBL236001R2100 when required low inrush current
110806 | CL25D300TLG-SEA | CL Series | CL25D300TLG-SEA&Cont. 3P 11kW 48V +/-30% | Look comments | AF26Z-30-00-21
110808 | CL25A300T15 | CL Series | CONT 3P 25A COIL 480V50/60HZ | Look comments | AF26-30-00-14
110809 | CL02A310T15 | CL Series | CONT 3P 18A COIL 480V50/60Hz | Look comments | AF16-30-10-14
110813 | CL45A300MJ | CL Series | CL CONT 40A, 3P 110V50 120V60 | Look comments | AF38-30-00-13 | Use AF40-30-00-13 1SBL347001R1300 for AC-3 applications above 38A
110813 | CL45A300MJ | CL Series | CL CONT 40A, 3P 110V50 120V60 | Look comments | AF40-30-00-13
110814 | CL45A300MN | CL Series | CL45A300MN CONT. 230-220V50 277V60 | Look comments | AF38-30-00-13 | Use AF40-30-00-13 1SBL347001R1300 for 277V 60Hz control voltage
110814 | CL45A300MN | CL Series | CL45A300MN CONT. 230-220V50 277V60 | Look comments | AF40-30-00-13
110815 | CL45A300MU | CL Series | CL CONT 40A, 3P 400-380V50 480V60 | Look comments | AF38-30-00-14 | Use AF40-30-00-14 1SBL347001R1400 for AC-3 applications above 38A
110815 | CL45A300MU | CL Series | CL CONT 40A, 3P 400-380V50 480V60 | Look comments | AF40-30-00-14
110836 | BSLV3U | Efficor | CK Voltage suppressor block Varistor 227V-500V AC/DC | Look comments | Look comments | No Need
110902 | CSCN12A320N | CL Series - CSCN | CSCN12A320N CONT.COND. 220V 50Hz | Look comments | UA16-30-10RA 220...230V 50Hz / 230...240V 60Hz | Add 1 NO + 1 NC side mounted contact block type CAL511 code 1SBN12R111
110902 | CSCN12A320N | CL Series - CSCN | CSCN12A320N CONT.COND. 220V 50Hz | Look comments | UA16-30-10RA 230-240V 50Hz / 277V 60Hz | Add 1 NO + 1 NC side mounted contact block type CAL511 code 1SBN12R111
110904 | CSCN12A320W | CL Series - CSCN | CSCN12A320W CONT.COND. 415V 50Hz | Look comments | UA16-30-10RA 400...415V 50Hz / 415...440 V 60Hz | Add 1 NO + 1 NC side mounted contact block type CAL511 code 1SBN12R111
110907 | CSCN12A311N | CL Series - CSCN | CSCN12A311N CONT.COND. 220V 50Hz | Look comments | UA16-30-10RA 220...230V 50Hz / 230...240V 60Hz | Add 1 NO + 1 NC side mounted contact block type CAL511 code 1SBN12R111
110907 | CSCN12A311N | CL Series - CSCN | CSCN12A311N CONT.COND. 220V 50Hz | Look comments | UA16-30-10RA 230-240V 50Hz / 277V 60Hz | Add 1 NO + 1 NC side mounted contact block type CAL511 code 1SBN12R111
110909 | CSCN12A311W | CL Series - CSCN | CSCN12A311W CONT.COND. 415V 50Hz | Look comments | UA16-30-10RA 400...415V 50Hz / 415...440 V 60Hz | Add 1 NO + 1 NC side mounted contact block type CAL511 code 1SBN12R111
110912 | CSCN12A302N | CL Series - CSCN | CSCN12A302N CONT.COND. 220V 50Hz | Look comments | UA16-30-10RA 220...230V 50Hz / 230...240V 60Hz | Add 1 NO + 1 NC side mounted contact block type CAL511 code 1SBN12R111
110912 | CSCN12A302N | CL Series - CSCN | CSCN12A302N CONT.COND. 220V 50Hz | Look comments | UA16-30-10RA 230-240V 50Hz / 277V 60Hz | Add 1 NO + 1 NC side mounted contact block type CAL511 code 1SBN12R111
110914 | CSCN12A302W | CL Series - CSCN | CSCN12A302W CONT.COND. 415V 50Hz | Look comments | UA16-30-10RA 400...415V 50Hz / 415...440 V 60Hz | Add 1 NO + 1 NC side mounted contact block type CAL511 code 1SBN12R111
110917 | CSCN16A320N | CL Series - CSCN | CSCN16A320N CONT.COND. 220-230V 50Hz | Look comments | UA26-30-10RA 220...230V 50Hz / 230...240V 60Hz | Add 1 NO + 1 NC side mounted contact block type CAL511 code 1SBN12R111
110917 | CSCN16A320N | CL Series - CSCN | CSCN16A320N CONT.COND. 220-230V 50Hz | Look comments | UA26-30-10RA 230-240V 50Hz / 277V 60Hz | Add 1 NO + 1 NC side mounted contact block type CAL511 code 1SBN12R111
110919 | CSCN16A320W | CL Series - CSCN | CSCN16A320W CONT.COND. 415V 50Hz | Look comments | UA26-30-10RA 400...415V 50Hz / 415...440 V 60Hz | Add 1 NO + 1 NC side mounted contact block type CAL511 code 1SBN12R111
110922 | CSCN16A311N | CL Series - CSCN | CSCN16A311N CONT.COND.220-230V 50Hz | Look comments | UA26-30-10RA 220...230V 50Hz / 230...240V 60Hz | Add 1 NO + 1 NC side mounted contact block type CAL511 code 1SBN12R111
110922 | CSCN16A311N | CL Series - CSCN | CSCN16A311N CONT.COND.220-230V 50Hz | Look comments | UA26-30-10RA 230-240V 50Hz / 277V 60Hz | Add 1 NO + 1 NC side mounted contact block type CAL511 code 1SBN12R111
110924 | CSCN16A311W | CL Series - CSCN | CSCN16A311W CONT.COND. 415V 50Hz | Look comments | UA26-30-10RA 400...415V 50Hz / 415...440 V 60Hz | Add 1 NO + 1 NC side mounted contact block type CAL511 code 1SBN12R111
110927 | CSCN16A302N | CL Series - CSCN | CSCN16A302N CONT.COND.220-230V 50Hz | Look comments | UA26-30-10RA 220...230V 50Hz / 230...240V 60Hz | Add 1 NO + 1 NC side mounted contact block type CAL511 code 1SBN12R111
110927 | CSCN16A302N | CL Series - CSCN | CSCN16A302N CONT.COND.220-230V 50Hz | Look comments | UA26-30-10RA 230-240V 50Hz / 277V 60Hz | Add 1 NO + 1 NC side mounted contact block type CAL511 code 1SBN12R111
110929 | CSCN16A302W | CL Series - CSCN | CSCN16A302W CONT.COND. 415V 50Hz | Look comments | UA26-30-10RA 400...415V 50Hz / 415...440 V 60Hz | Add 1 NO + 1 NC side mounted contact block type CAL511 code 1SBN12R111
110932 | CSCN20A310N | CL Series - CSCN | CSCN20A310N CONT.COND.220-230V 50Hz | Look comments | UA26-30-10RA 220...230V 50Hz / 230...240V 60Hz | Use UA26-30-10RA 230-240V 50Hz / 277V 60Hz 1SBL241024R4210 for 277V 60Hz control voltage
110932 | CSCN20A310N | CL Series - CSCN | CSCN20A310N CONT.COND.220-230V 50Hz | Look comments | UA26-30-10RA 230-240V 50Hz / 277V 60Hz
110934 | CSCN20A310W | CL Series - CSCN | CSCN20A310W CONT.COND. 415V 50Hz | Look comments | UA26-30-10RA 400...415V 50Hz / 415...440 V 60Hz
110937 | CSCN20A301N | CL Series - CSCN | CSCN20A301N CONT.COND.220-230V 50Hz | Look comments | UA26-30-10RA 220...230V 50Hz / 230...240V 60Hz | Add 1 NC front mounted contact type CA51 code 1SBN11R11
110937 | CSCN20A301N | CL Series - CSCN | CSCN20A301N CONT.COND.220-230V 50Hz | Look comments | UA26-30-10RA 230-240V 50Hz / 277V 60Hz | Add 1 NC front mounted contact type CA51 code 1SBN11R11
110939 | CSCN20A301W | CL Series - CSCN | CSCN20A301W CONT.COND. 415V 50Hz | Look comments | UA26-30-10RA 400...415V 50Hz / 415...440 V 60Hz | Add 1 NC front mounted contact type CA51 code 1SBN11R11
110942 | CSCN20A321N | CL Series - CSCN | CSCN20A321N CONT.COND.220-230V 50Hz | Look comments | UA26-30-10RA 220...230V 50Hz / 230...240V 60Hz | Add 1 NO + 1 NC side mounted contact block type CAL511 code 1SBN12R111
110942 | CSCN20A321N | CL Series - CSCN | CSCN20A321N CONT.COND.220-230V 50Hz | Look comments | UA26-30-10RA 230-240V 50Hz / 277V 60Hz | Add 1 NO + 1 NC side mounted contact block type CAL511 code 1SBN12R111
110944 | CSCN20A321W | CL Series - CSCN | CSCN20A321W CONT.COND. 415V 50Hz | Look comments | UA26-30-10RA 400...415V 50Hz / 415...440 V 60Hz | Add 1 NO + 1 NC side mounted contact block type CAL511 code 1SBN12R111
110947 | CSCN20A312N | CL Series - CSCN | CSCN20A312N CONT.COND.220-230V 50Hz | Look comments | UA26-30-10RA 220...230V 50Hz / 230...240V 60Hz | Add 1 NO front mounted contact block type CA51 code 1SBN11R11
110947 | CSCN20A312N | CL Series - CSCN | CSCN20A312N CONT.COND.220-230V 50Hz | Look comments | UA26-30-10RA 230-240V 50Hz / 277V 60Hz | Add 1 NO front mounted contact block type CA51 code 1SBN11R11
110949 | CSCN20A312W | CL Series - CSCN | CSCN20A312W CONT.COND. 415V 50Hz | Look comments | UA26-30-10RA 400...415V 50Hz / 415...440 V 60Hz | Add 1 NO front mounted contact block type CA51 code 1SBN11R11
110952 | CSCN25A310N | CL Series - CSCN | CSCN25A310N CONT.COND.220-230V 50Hz | Look comments | UA30-30-10RA 220...230V 50Hz / 230...240V 60Hz | Use UA30-30-10RA 230-240V 50Hz / 277V 60Hz 1SBL281024R4210 for 277V 60Hz control voltage
110952 | CSCN25A310N | CL Series - CSCN | CSCN25A310N CONT.COND.220-230V 50Hz | Look comments | UA30-30-10RA 230-240V 50Hz / 277V 60Hz
110954 | CSCN25A310W | CL Series - CSCN | CSCN25A310W CONT.COND. 415V 50Hz | Look comments | UA30-30-10RA 400...415V 50Hz / 415...440 V 60Hz | Use UA30-30-10RA 415-440V 50Hz / 440-460V 60Hz 1SBL281024R8710 for 460V 60Hz control voltage
110954 | CSCN25A310W | CL Series - CSCN | CSCN25A310W CONT.COND. 415V 50Hz | Look comments | UA30-30-10RA 415-440V 50Hz / 440-460V 60Hz
110957 | CSCN25A301N | CL Series - CSCN | CSCN25A301N CONT.COND.220-230V 50Hz | Look comments | UA30-30-10RA 220...230V 50Hz / 230...240V 60Hz | Add 1 NC front mounted contact type CA51 code 1SBN11R11
110957 | CSCN25A301N | CL Series - CSCN | CSCN25A301N CONT.COND.220-230V 50Hz | Look comments | UA30-30-10RA 230-240V 50Hz / 277V 60Hz | Add 1 NC front mounted contact type CA51 code 1SBN11R11
110959 | CSCN25A301W | CL Series - CSCN | CSCN25A301W CONT.COND. 415V 50Hz | Look comments | UA30-30-10RA 400...415V 50Hz / 415...440 V 60Hz | Add 1 NC front mounted contact type CA51 code 1SBN11R11
110959 | CSCN25A301W | CL Series - CSCN | CSCN25A301W CONT.COND. 415V 50Hz | Look comments | UA30-30-10RA 415-440V 50Hz / 440-460V 60Hz | Add 1 NC front mounted contact type CA51 code 1SBN11R11
110962 | CSCN25A321N | CL Series - CSCN | CSCN25A321N CONT.COND.220-230V 50Hz | Look comments | UA30-30-10RA 220...230V 50Hz / 230...240V 60Hz | Add 1 NO + 1 NC side mounted contact block type CAL511 code 1SBN12R111
110962 | CSCN25A321N | CL Series - CSCN | CSCN25A321N CONT.COND.220-230V 50Hz | Look comments | UA30-30-10RA 230-240V 50Hz / 277V 60Hz | Add 1 NO + 1 NC side mounted contact block type CAL511 code 1SBN12R111
110964 | CSCN25A321W | CL Series - CSCN | CSCN25A321W CONT.COND. 415V 50Hz | Look comments | UA30-30-10RA 400...415V 50Hz / 415...440 V 60Hz | Add 1 NO + 1 NC side mounted contact block type CAL511 code 1SBN12R111
110964 | CSCN25A321W | CL Series - CSCN | CSCN25A321W CONT.COND. 415V 50Hz | Look comments | UA30-30-10RA 415-440V 50Hz / 440-460V 60Hz | Add 1 NO + 1 NC side mounted contact block type CAL511 code 1SBN12R111
110967 | CSCN25A312N | CL Series - CSCN | CSCN25A312N CONT.COND.220-230V 50Hz | Look comments | UA30-30-10RA 220...230V 50Hz / 230...240V 60Hz | Add 1 NO front mounted contact block type CA51 code 1SBN11R11
110967 | CSCN25A312N | CL Series - CSCN | CSCN25A312N CONT.COND.220-230V 50Hz | Look comments | UA30-30-10RA 230-240V 50Hz / 277V 60Hz | Add 1 NO front mounted contact block type CA51 code 1SBN11R11
110969 | CSCN25A312W | CL Series - CSCN | CSCN25A312W CONT.COND. 415V 50Hz | Look comments | UA30-30-10RA 400...415V 50Hz / 415...440 V 60Hz | Add 1 NO front mounted contact block type CA51 code 1SBN11R11
110969 | CSCN25A312W | CL Series - CSCN | CSCN25A312W CONT.COND. 415V 50Hz | Look comments | UA30-30-10RA 415-440V 50Hz / 440-460V 60Hz | Add 1 NO front mounted contact block type CA51 code 1SBN11R11
111578 | CK08CA3116 | CK Series | CK08CA3116 CONT. 230V 50/60Hz | Look comments | AF205-30-11-13 | Use AF205-30-11-13 1SFL527002R1311 for IEC applications and AF190-30-11-13 1SFL487002R1311 for UL
111578 | CK08CA3116 | CK Series | CK08CA3116 CONT. 230V 50/60Hz | Look comments | AF190-30-11-13
111580 | CK08CA311I | CK Series | CK08CA311I CONT. IP00 120V60 | Look comments | AF205-30-11-13 | Use AF205-30-11-13 1SFL527002R1311 for IEC applications and AF190-30-11-13 1SFL487002R1311 for UL
111580 | CK08CA311I | CK Series | CK08CA311I CONT. IP00 120V60 | Look comments | AF190-30-11-13
111581 | CK08CA311M | CK Series | CK08CA311M CONT. IP00 220V60HZ | Look comments | AF205-30-11-13 | Use AF205-30-11-13 1SFL527002R1311 for IEC applications and AF190-30-11-13 1SFL487002R1311 for UL
111581 | CK08CA311M | CK Series | CK08CA311M CONT. IP00 220V60HZ | Look comments | AF190-30-11-13
111590 | CL02A310TJMP | CL Series | CL 3P, 18A 1NO, 110V50/60 120V60 MP | Look comments | AF16-30-10-13
111594 | CK07BA4116 | CK Series | CK07BA4116 CONT. 230V 50/60Hz | Look comments | AF140-40-00-13
111607 | CL05D400MD | CL Series | CL Contactor 90A AC-1 4P 24V DC | Look comments | Look comments | Ask GPM… Active product with no sales in EPIS 2017 and 2018
111614 | CL07A400RN | CL Series | CL07A400RN CONT.R.T.C. 220-230V 50/60Hz | Look comments | AF75-40-00RT | AF45…AF75 range cannot be selected as no 277 V 60Hz coil control voltage available
111616 | CL07D300MD | CL Series | CL Contactor 65A AC-3 3P 24V DC | Look comments | AF65-30-00-11
111628 | CL09A311RN | CL Series | CL09A311RN CONT. 220-230V 50/60Hz | Look comments | AF95B-30-11RT 100...250 V AC/DC (coil 70)
111637 | CL05DB00MWN | CL Series | CL Contactor 40A AC-3 2NO+2NC 220V DC WVR | Look comments | AF40-22-00-12 | Use AF80-22-00-12 1SBL397501R1200 for AC-1 applications higher than 70A
111637 | CL05DB00MWN | CL Series | CL Contactor 40A AC-3 2NO+2NC 220V DC WVR | Look comments | AF80-22-00-12
111638 | CL07DB00MWJ | CL Series | CL Contactor 65A AC-3 2NO+2NC 110V DC WVR | Look comments | AF80-22-00-12
111639 | CL04D400RWD | CL Series | Contactor 4P 24V DC +/-30% | Look comments | AF38ZB-40-00RT-21
111702 | CL00A310T6-M | CL Series | CL00A310T6-M&CONT. 4KW 1A 230V 50/60HZ | Look comments | AF09-30-10-13
111708 | CL45A300M6-M | CL Series | CL45A300M6-M CONT. 230V50-60 | Look comments | AF38-30-00-13 | Use AF40-30-00-13 1SBL347001R1300 for AC-3 applications above 38A
111708 | CL45A300M6-M | CL Series | CL45A300M6-M CONT. 230V50-60 | Look comments | AF40-30-00-13
111710 | CL06A300M6-M | CL Series | CL06A300M6-M CONT. 230V50-60 | Look comments | AF52-30-00-13
111711 | CL07A300M6-M | CL Series | CL07A300M6-M CONT. 230V50-60 | Look comments | AF65-30-00-13
111715 | CK08CA311N-M | CK Series | CK08CA311N-M CONT. 220V50 | Look comments | AF205-30-11-13 | Use AF205-30-11-13 1SFL527002R1311 for IEC applications and AF190-30-11-13 1SFL487002R1311 for UL
111715 | CK08CA311N-M | CK Series | CK08CA311N-M CONT. 220V50 | Look comments | AF190-30-11-13
111716 | CK75CA311N-M | CK Series | CK75CA311N-M CONT. 220V50 | Look comments | AF146-30-11-13 | Use AF146-30-11B-13 1SFL467002R1311 for busbar connection
111716 | CK75CA311N-M | CK Series | CK75CA311N-M CONT. 220V50 | Look comments | AF146-30-11B-13
111717 | CL02A310T6-M | CL Series | CL02A310T6-M&CONT 7.5KW 1A 230V 50/60HZ | Look comments | AF16-30-10-13
111725 | CL01A301T6MP-M | CL Series | CL01A301T6MP-M&CONT 5.5KW 1C 230V 50/60 | Look comments | AF12-30-01-13
111740 | BCLF10-M | CL Series | BCLF10-M BL.AUX. 1T MIELE | Look comments | CA4-10
111741 | BCLF01-M | CL Series | BCLF01-M BLOQUE AUXILIAR 1R MIELE | Look comments | CA4-01
111742 | BCLL11-M | CL Series | BCLL11-M BL.AUX. 1T 1R MIELE | Look comments | CAL4-11
111807 | BCLL11G-T | AEG Contactors | 910-304-560 HS8K.11 TRANSPORTATION | Look comments | CAL4-11
111808 | CL02D310GWJ-T | AEG Contactors | LS 7K.10 (110V DC,70-130%Un) BOMBARDIER | Look comments | AF16-30-10-12 | Use AF16Z-30-10-22 1SBL176001R2210 when required low inrush current
111808 | CL02D310GWJ-T | AEG Contactors | LS 7K.10 (110V DC,70-130%Un) BOMBARDIER | Look comments | AF16Z-30-10-22
111809 | CL08A322GN-T | AEG Contactors | 910-304-375-00 LS37K.22-T TRANSPORTATION | Look comments | AF75-30-11
111811 | CK08GE311WJ-T | AEG Contactors | 910-304-463-WJ0 LS90K.11EWJ-T TRANSPORTA | Look comments | AF205-30-11-12 | Use AF205-30-11-12 1SFL527002R1211 for IEC applications and AF190-30-11-12 1SFL487002R1211 for UL
111811 | CK08GE311WJ-T | AEG Contactors | 910-304-463-WJ0 LS90K.11EWJ-T TRANSPORTA | Look comments | AF190-30-11-12
111812 | 910201202080T | AEG MMS | MBS 25 0,25-0,4A Railapplications | Look comments | MS132-0.4B
111813 | 91020120308T | AEG MMS | MBS 25 0,4-0,63 A Railapplications | Look comments | MS132-0.63B
111814 | 91020120608T | AEG MMS | MBS 25 1,6-2,5A Railapplications | Look comments | MS132-2.5B
111815 | 91020120908T | AEG MMS | MBS 25 6,3-10A Bahnanwendung | Look comments | MS116-10
111816 | 91020121008T | AEG MMS | MBS 25 10-16A Railapplications | Look comments | MS132-16B
111817 | 91020121108T | AEG MMS | MBS 25 16-20A Railapplications | Look comments | MS132-20B
111818 |  | AEG MMS | MBS 25 20-25A Railapplications | Look comments | MS132-25B
111819 | 910-201-208-080-T | AEG MMS | MBS 25 4-6.3A Railapplications | Look comments | MS132-6.3B
111821 | CL08E322GWJ-T | AEG Contactors | 910-304-390-WJ0 LS37K.22-T TRANSPORTATIO | Look comments | AF75-30-11
111822 | CL10E322GWJ-T | AEG Contactors | 910-304-440-WJ LS55K.22-T TRANSPORTATION | Look comments | AF116-30-00-13
111972 | CL04D310GR | AEG Contactors | 910-304-278-1J LS 16K.10 240V DC | Look comments | AF30ZB-30-00RT-23
111989 | CL04D301GR | AEG Contactors | 910-304-279-1J LS 16K.01 240V DC | Look comments | AF30ZB-30-00RT-23
112000 | CL00D310TB | CL Series | CL Contactor 9A AC-3 3P Aux 1NO 12V DC | Look comments | AF09Z-30-10-20
112001 | CL00D301TWF | CL Series | CONT. 3P 4kW 1C 42VCC +/-30% | Look comments | AF09-30-01-11 | Use AF09Z-30-01-21 1SBL136001R2101 when required low inrush current
112001 | CL00D301TWF | CL Series | CONT. 3P 4kW 1C 42VCC +/-30% | Look comments | AF09Z-30-01-21
112002 | CL00A310RW-TR | CL Series | CL00A310RW-TR | Look comments | AF09B-30-10RT-14
112004 | CL00D301TWD | CL Series | CL Contactor 9A AC-3 3P Aux 1NC 24V DC WVR | Look comments | AF09-30-01-11 | Use AF09Z-30-01-21 1SBL136001R2101 when required low inrush current
112004 | CL00D301TWD | CL Series | CL Contactor 9A AC-3 3P Aux 1NC 24V DC WVR | Look comments | AF09Z-30-01-21
112005 | CL00D310RWD | CL Series | SERIES CL-Contactor | Look comments | AF09ZB-30-10RT-21
112006 | CL00D310TD | CL Series | CL Contactor 9A AC-3 3P Aux 1NO 24V DC | Look comments | AF09-30-10-11 | Use AF09Z-30-10-21 1SBL136001R2110 when required low inrush current
112006 | CL00D310TD | CL Series | CL Contactor 9A AC-3 3P Aux 1NO 24V DC | Look comments | AF09Z-30-10-21
112007 | CL00D310TG | CL Series | CL Contactor 9A AC-3 3P Aux 1NO 48V DC | Look comments | AF09-30-10-12 | Use AF09Z-30-10-22 1SBL136001R2210 when required low inrush current
112007 | CL00D310TG | CL Series | CL Contactor 9A AC-3 3P Aux 1NO 48V DC | Look comments | AF09Z-30-10-22
112008 | CL00D310TJ | CL Series | CL Contactor 9A AC-3 3P Aux 1NO 110V DC | Look comments | AF09-30-10-13 | Use AF09Z-30-10-23 1SBL136001R2310 when required low inrush current
112008 | CL00D310TJ | CL Series | CL Contactor 9A AC-3 3P Aux 1NO 110V DC | Look comments | AF09Z-30-10-23
112009 | CL00D310TN | CL Series | CL Contactor 9A AC-3 3P Aux 1NO 220V DC | Look comments | AF09-30-10-13 | Use AF09Z-30-10-23 1SBL136001R2310 when required low inrush current
112009 | CL00D310TN | CL Series | CL Contactor 9A AC-3 3P Aux 1NO 220V DC | Look comments | AF09Z-30-10-23
112010 | CL00D301TB | CL Series | CL Contactor 9A AC-3 3P Aux 1NC 12V DC | Look comments | AF09Z-30-01-20
112016 | CL00D301TD | CL Series | CL Contactor 9A AC-3 3P Aux 1NC 24V DC | Look comments | AF09-30-01-11 | Use AF09Z-30-01-21 1SBL136001R2101 when required low inrush current
112016 | CL00D301TD | CL Series | CL Contactor 9A AC-3 3P Aux 1NC 24V DC | Look comments | AF09Z-30-01-21
112017 | CL00D301TG | CL Series | CL Contactor 9A AC-3 3P Aux 1NC 48V DC | Look comments | AF09-30-01-12 | Use AF09Z-30-01-22 1SBL136001R2201 when required low inrush current
112017 | CL00D301TG | CL Series | CL Contactor 9A AC-3 3P Aux 1NC 48V DC | Look comments | AF09Z-30-01-22
112018 | CL00D301TJ | CL Series | CL Contactor 9A AC-3 3P Aux 1NC 110V DC | Look comments | AF09-30-01-13 | Use AF09Z-30-01-23 1SBL136001R2301 when required low inrush current
112018 | CL00D301TJ | CL Series | CL Contactor 9A AC-3 3P Aux 1NC 110V DC | Look comments | AF09Z-30-01-23
112019 | CL00D301TN | CL Series | CL Contactor 9A AC-3 3P Aux 1NC 220V DC | Look comments | AF09-30-01-13 | Use AF09Z-30-01-23 1SBL136001R2301 when required low inrush current
112019 | CL00D301TN | CL Series | CL Contactor 9A AC-3 3P Aux 1NC 220V DC | Look comments | AF09Z-30-01-23
112020 | CL01D310TB | CL Series | CL Contactor 12A AC-3 3P Aux 1NO 12V DC | Look comments | AF12Z-30-10-20
112022 | CL00D310RWE | CL Series | 33VDC COIL WITH RING TERM | Look comments | AF09ZB-30-10RT-21
112025 | CL01D310RWD | CL Series | SERIES CL-Contactor | Look comments | AF12ZB-30-10RT-21
112026 | CL01D310TD | CL Series | CL Contactor 12A AC-3 3P Aux 1NO 24V DC | Look comments | AF12-30-10-11 | Use AF12Z-30-10-21 1SBL156001R2110 when required low inrush current
112026 | CL01D310TD | CL Series | CL Contactor 12A AC-3 3P Aux 1NO 24V DC | Look comments | AF12Z-30-10-21
112027 | CL01D310TG | CL Series | CL Contactor 12A AC-3 3P Aux 1NO 48V DC | Look comments | AF12-30-10-12 | Use AF12Z-30-10-22 1SBL156001R2210 when required low inrush current
112027 | CL01D310TG | CL Series | CL Contactor 12A AC-3 3P Aux 1NO 48V DC | Look comments | AF12Z-30-10-22
112028 | CL01D310TJ | CL Series | CL Contactor 12A AC-3 3P Aux 1NO 110V DC | Look comments | AF12-30-10-13 | Use AF12Z-30-10-23 1SBL156001R2310 when required low inrush current
112028 | CL01D310TJ | CL Series | CL Contactor 12A AC-3 3P Aux 1NO 110V DC | Look comments | AF12Z-30-10-23
112029 | CL01D310TN | CL Series | CL Contactor 12A AC-3 3P Aux 1NO 220V DC | Look comments | AF12-30-10-13 | Use AF12Z-30-10-23 1SBL156001R2310 when required low inrush current
112029 | CL01D310TN | CL Series | CL Contactor 12A AC-3 3P Aux 1NO 220V DC | Look comments | AF12Z-30-10-23
112032 | CL01D310RWE | CL Series | SERIES CL-Contactor | Look comments | AF12ZB-30-10RT-21
112033 | CL02D301RWD | CL Series | SERIES CL-Contactor | Look comments | AF16ZB-30-01RT-21
112035 | CL01D301TWD | CL Series | CL Contactor 12A AC-3 3P Aux 1NC 24V DC WVR | Look comments | AF12-30-01-11 | Use AF12Z-30-01-21 1SBL156001R2101 when required low inrush current
112035 | CL01D301TWD | CL Series | CL Contactor 12A AC-3 3P Aux 1NC 24V DC WVR | Look comments | AF12Z-30-01-21
112036 | CL01D301TD | CL Series | CL Contactor 12A AC-3 3P Aux 1NC 24V DC | Look comments | AF12-30-01-11 | Use AF12Z-30-01-21 1SBL156001R2101 when required low inrush current
112036 | CL01D301TD | CL Series | CL Contactor 12A AC-3 3P Aux 1NC 24V DC | Look comments | AF12Z-30-01-21
112037 | CL01D301TG | CL Series | CL Contactor 12A AC-3 3P Aux 1NC 48V DC | Look comments | AF12-30-01-12 | Use AF12Z-30-01-22 1SBL156001R2201 when required low inrush current
112037 | CL01D301TG | CL Series | CL Contactor 12A AC-3 3P Aux 1NC 48V DC | Look comments | AF12Z-30-01-22
112038 | CL01D301TJ | CL Series | CL Contactor 12A AC-3 3P Aux 1NC 110V DC | Look comments | AF12-30-01-13 | Use AF12Z-30-01-23 1SBL156001R2301 when required low inrush current
112038 | CL01D301TJ | CL Series | CL Contactor 12A AC-3 3P Aux 1NC 110V DC | Look comments | AF12Z-30-01-23
112039 | CL01D301TN | CL Series | CL Contactor 12A AC-3 3P Aux 1NC 220V DC | Look comments | AF12-30-01-13 | Use AF12Z-30-01-23 1SBL156001R2301 when required low inrush current
112039 | CL01D301TN | CL Series | CL Contactor 12A AC-3 3P Aux 1NC 220V DC | Look comments | AF12Z-30-01-23
112040 | CL02D310TB | CL Series | CL Contactor 18A AC-3 3P Aux 1NO 12V DC | Look comments | AF16Z-30-10-20
112041 | CL02D400TWD | CL Series | CL Contactor 32A AC-1 4P 24V DC WVR | Look comments | AF16-40-00-11 | Use AF16Z-40-00-21 1SBL176201R2100 when required low inrush current
112041 | CL02D400TWD | CL Series | CL Contactor 32A AC-1 4P 24V DC WVR | Look comments | AF16Z-40-00-21
112043 | CL02D310RWD | CL Series | CL Cont 18A 3P 1NO, coil 24Vdc WR, Ring | Look comments | AF16ZB-30-10RT-21
112045 | CL02D400TWG | CL Series | CL Contactor 32A AC-1 4P 48V DC WVR | Look comments | AF16-40-00-11 | Use AF16Z-40-00-21 1SBL176201R2100 when required low inrush current
112045 | CL02D400TWG | CL Series | CL Contactor 32A AC-1 4P 48V DC WVR | Look comments | AF16Z-40-00-21
112046 | CL02D310TD | CL Series | CL Contactor 18A AC-3 3P Aux 1NO 24V DC | Look comments | AF16-30-10-11 | Use AF16Z-30-10-21 1SBL176001R2110 when required low inrush current
112046 | CL02D310TD | CL Series | CL Contactor 18A AC-3 3P Aux 1NO 24V DC | Look comments | AF16Z-30-10-21
112047 | CL02D310TG | CL Series | CL Contactor 18A AC-3 3P Aux 1NO 48V DC | Look comments | AF16-30-10-12 | Use AF16Z-30-10-22 1SBL176001R2210 when required low inrush current
112047 | CL02D310TG | CL Series | CL Contactor 18A AC-3 3P Aux 1NO 48V DC | Look comments | AF16Z-30-10-22
112048 | CL02D310TJ | CL Series | CL Contactor 18A AC-3 3P Aux 1NO 110V DC | Look comments | AF16-30-10-13 | Use AF16Z-30-10-23 1SBL176001R2310 when required low inrush current
112048 | CL02D310TJ | CL Series | CL Contactor 18A AC-3 3P Aux 1NO 110V DC | Look comments | AF16Z-30-10-23
112049 | CL02D310TN | CL Series | CL Contactor 18A AC-3 3P Aux 1NO 220V DC | Look comments | AF16-30-10-13 | Use AF16Z-30-10-23 1SBL176001R2310 when required low inrush current
112049 | CL02D310TN | CL Series | CL Contactor 18A AC-3 3P Aux 1NO 220V DC | Look comments | AF16Z-30-10-23
112050 | CL02D301TB | CL Series | CL Contactor 18A AC-3 3P Aux 1NC 12V DC | Look comments | AF16Z-30-01-20
112052 | CL02D310RWE | CL Series | SERIES CL-CONTACTOR | Look comments | AF16ZB-30-10RT-21
112056 | CL02D301TD | CL Series | CL Contactor 18A AC-3 3P Aux 1NC 24V DC | Look comments | AF16-30-01-11 | Use AF16Z-30-01-21 1SBL176001R2101 when required low inrush current
112056 | CL02D301TD | CL Series | CL Contactor 18A AC-3 3P Aux 1NC 24V DC | Look comments | AF16Z-30-01-21
112057 | CL02D301TG | CL Series | CL Contactor 18A AC-3 3P Aux 1NC 48V DC | Look comments | AF16-30-01-12 | Use AF16Z-30-01-22 1SBL176001R2201 when required low inrush current
112057 | CL02D301TG | CL Series | CL Contactor 18A AC-3 3P Aux 1NC 48V DC | Look comments | AF16Z-30-01-22
112058 | CL02D301TJ | CL Series | CL Contactor 18A AC-3 3P Aux 1NC 110V DC | Look comments | AF16-30-01-13 | Use AF16Z-30-01-23 1SBL176001R2301 when required low inrush current
112058 | CL02D301TJ | CL Series | CL Contactor 18A AC-3 3P Aux 1NC 110V DC | Look comments | AF16Z-30-01-23
112059 | CL02D301TN | CL Series | CL Contactor 18A AC-3 3P Aux 1NC 220V DC | Look comments | AF16-30-01-13 | Use AF16Z-30-01-23 1SBL176001R2301 when required low inrush current
112059 | CL02D301TN | CL Series | CL Contactor 18A AC-3 3P Aux 1NC 220V DC | Look comments | AF16Z-30-01-23
112060 | CL25D300TB | CL Series | SERIES CL-Contactor | Look comments | AF26Z-30-00-20
112065 | CL25D300TWD | CL Series | CL CONT 25A, 3P 24VDC WR | Look comments | AF26-30-00-11 | Use AF26Z-30-00-21 1SBL236001R2100 when required low inrush current
112065 | CL25D300TWD | CL Series | CL CONT 25A, 3P 24VDC WR | Look comments | AF26Z-30-00-21
112066 | CL25D300TD | CL Series | CL 3P, 25A, coil 24VDC | Look comments | AF26-30-00-11 | Use AF26Z-30-00-21 1SBL236001R2100 when required low inrush current
112066 | CL25D300TD | CL Series | CL 3P, 25A, coil 24VDC | Look comments | AF26Z-30-00-21
112067 | CL25D300TG | CL Series | CL25D300TG CONT 3P 25A 48V DC COIL | Look comments | AF26-30-00-12 | Use AF26Z-30-00-22 1SBL236001R2200 when required low inrush current
112067 | CL25D300TG | CL Series | CL25D300TG CONT 3P 25A 48V DC COIL | Look comments | AF26Z-30-00-22
112068 | CL25D300TJ | CL Series | SERIES CL-CONTACTOR | Look comments | AF26-30-00-13 | Use AF26Z-30-00-23 1SBL236001R2300 when required low inrush current
112068 | CL25D300TJ | CL Series | SERIES CL-CONTACTOR | Look comments | AF26Z-30-00-23
112069 | CL25D300TN | CL Series | SERIES CL-CONTACTOR | Look comments | AF26-30-00-13 | Use AF26Z-30-00-23 1SBL236001R2300 when required low inrush current
112069 | CL25D300TN | CL Series | SERIES CL-CONTACTOR | Look comments | AF26Z-30-00-23
112070 | CL03D310MB | CL Series | CONT 3P 45A AC3 DC COIL 12V | Look comments | AF26Z-30-00-20
112071 | CL02D310TJD | CL Series | CL Contactor 18A AC-3 3P Aux 1NO 110V DC | Look comments | AF16-30-01-13
112072 | CL25D310RWE | CL Series | 33VDC COIL WITH RING TERM | Look comments | AF26ZB-30-00RT-21
112073 | CL25D300TWJ | CL Series | CL CONT 25A, 3P 110VDC WR | Look comments | AF26-30-00-12 | Use AF26Z-30-00-22 1SBL236001R2200 when required low inrush current
112073 | CL25D300TWJ | CL Series | CL CONT 25A, 3P 110VDC WR | Look comments | AF26Z-30-00-22
112076 | CL03D310MD | CL Series | CL03D310MD CONT. 24V DC | Look comments | AF26-30-00-11 | Use AF26Z-30-00-21 1SBL236001R2100 when required low inrush current
112076 | CL03D310MD | CL Series | CL03D310MD CONT. 24V DC | Look comments | AF26Z-30-00-21
112077 | CL03D310MG | CL Series | CL03D310MG CONT. 48V DC | Look comments | AF26-30-00-12 | Use AF26Z-30-00-22 1SBL236001R2200 when required low inrush current
112077 | CL03D310MG | CL Series | CL03D310MG CONT. 48V DC | Look comments | AF26Z-30-00-22
112078 | CL03D310MJ | CL Series | CL03D310MJ CONT. 110V DC | Look comments | AF26-30-00-13 | Use AF26Z-30-00-23 1SBL236001R2300 when required low inrush current
112078 | CL03D310MJ | CL Series | CL03D310MJ CONT. 110V DC | Look comments | AF26Z-30-00-23
112079 | CL03D310MN | CL Series | CL03D310MN CONT. 220V DC | Look comments | AF26-30-00-13 | Use AF26Z-30-00-23 1SBL236001R2300 when required low inrush current
112079 | CL03D310MN | CL Series | CL03D310MN CONT. 220V DC | Look comments | AF26Z-30-00-23
112080 | CL03D301MB | CL Series | CL03D301MB CONT. 12V DC | Look comments | AF26Z-30-00-20
112086 | CL03D301MD | CL Series | CL03D301MD CONT. 24V DC | Look comments | AF26-30-00-11 | Use AF26Z-30-00-21 1SBL236001R2100 when required low inrush current
112086 | CL03D301MD | CL Series | CL03D301MD CONT. 24V DC | Look comments | AF26Z-30-00-21
112087 | CL03D301MG | CL Series | CL03D301MG CONT. 48V DC | Look comments | AF26-30-00-12 | Use AF26Z-30-00-22 1SBL236001R2200 when required low inrush current
112087 | CL03D301MG | CL Series | CL03D301MG CONT. 48V DC | Look comments | AF26Z-30-00-22
112088 | CL03D301MJ | CL Series | CL03D301MJ CONT. 110V DC | Look comments | AF26-30-00-13 | Use AF26Z-30-00-23 1SBL236001R2300 when required low inrush current
112088 | CL03D301MJ | CL Series | CL03D301MJ CONT. 110V DC | Look comments | AF26Z-30-00-23
112089 | CL03D301MN | CL Series | CL03D301MN CONT. 220V DC | Look comments | AF26-30-00-13 | Use AF26Z-30-00-23 1SBL236001R2300 when required low inrush current
112089 | CL03D301MN | CL Series | CL03D301MN CONT. 220V DC | Look comments | AF26Z-30-00-23
112090 | CL04D310MB | CL Series | CL Contactor 32A AC-3 3P Aux 1NO 12V DC | Look comments | AF30Z-30-00-20
112091 | CL01DB00TWK | CL Series | CONT 4P 2NO 2NC 25A COIL 125V DC | Look comments | AF09-22-00-13 | Use AF09Z-22-00-23 1SBL136501R2300 when required low inrush current
112091 | CL01DB00TWK | CL Series | CONT 4P 2NO 2NC 25A COIL 125V DC | Look comments | AF09Z-22-00-23
112092 | CL03DB00MWK | CL Series | CONT 4P 2NO 2NC 45A COIL 125V DC | Look comments | AF26-22-00-13 | Use AF26Z-22-00-23 1SBL236501R2300 when required low inrush current
112092 | CL03DB00MWK | CL Series | CONT 4P 2NO 2NC 45A COIL 125V DC | Look comments | AF26Z-22-00-23
112093 | CL04DB00MWK | CL Series | CONT 4P 2NO 2NC 60A COIL 125V DC | Look comments | AF38-22-00-13 | Use AF38Z-22-00-23 1SBL296501R2300 when required low inrush current
112093 | CL04DB00MWK | CL Series | CONT 4P 2NO 2NC 60A COIL 125V DC | Look comments | AF38Z-22-00-23
112096 | CL04D310MD | CL Series | CL Contactor 32A AC-3 3P Aux 1NO 24V DC | Look comments | AF30-30-00-11 | Use AF30Z-30-00-21 1SBL276001R2100 when required low inrush current
112096 | CL04D310MD | CL Series | CL Contactor 32A AC-3 3P Aux 1NO 24V DC | Look comments | AF30Z-30-00-21
112097 | CL04D310MG | CL Series | CL Contactor 32A AC-3 3P Aux 1NO 48V DC | Look comments | AF30-30-00-12 | Use AF30Z-30-00-22 1SBL276001R2200 when required low inrush current
112097 | CL04D310MG | CL Series | CL Contactor 32A AC-3 3P Aux 1NO 48V DC | Look comments | AF30Z-30-00-22
112098 | CL04D310MJ | CL Series | CL Contactor 32A AC-3 3P Aux 1NO 110V DC | Look comments | AF30-30-00-13 | Use AF30Z-30-00-23 1SBL276001R2300 when required low inrush current
112098 | CL04D310MJ | CL Series | CL Contactor 32A AC-3 3P Aux 1NO 110V DC | Look comments | AF30Z-30-00-23
112099 | CL04D310MN | CL Series | CL Contactor 32A AC-3 3P Aux 1NO 220V DC | Look comments | AF30-30-00-13 | Use AF30Z-30-00-23 1SBL276001R2300 when required low inrush current
112099 | CL04D310MN | CL Series | CL Contactor 32A AC-3 3P Aux 1NO 220V DC | Look comments | AF30Z-30-00-23
112100 | CL04D301MB | CL Series | CL Contactor 32A AC-3 3P Aux 1NC 12V DC | Look comments | AF30Z-30-00-20
112105 | CL04D301MF | CL Series | CL Contactor 32A AC-3 3P Aux 1NC 42V DC | Look comments | AF30-30-00-11 | Use AF30Z-30-00-21 1SBL276001R2100 when required low inrush current
112105 | CL04D301MF | CL Series | CL Contactor 32A AC-3 3P Aux 1NC 42V DC | Look comments | AF30Z-30-00-21
112106 | CL04D301MD | CL Series | CL Contactor 32A AC-3 3P Aux 1NC 24V DC | Look comments | AF30-30-00-11 | Use AF30Z-30-00-21 1SBL276001R2100 when required low inrush current
112106 | CL04D301MD | CL Series | CL Contactor 32A AC-3 3P Aux 1NC 24V DC | Look comments | AF30Z-30-00-21
112107 | CL04D301MG | CL Series | CL Contactor 32A AC-3 3P Aux 1NC 48V DC | Look comments | AF30-30-00-12 | Use AF30Z-30-00-22 1SBL276001R2200 when required low inrush current
112107 | CL04D301MG | CL Series | CL Contactor 32A AC-3 3P Aux 1NC 48V DC | Look comments | AF30Z-30-00-22
112108 | CL04D301MJ | CL Series | CL Contactor 32A AC-3 3P Aux 1NC 110V DC | Look comments | AF30-30-00-13 | Use AF30Z-30-00-23 1SBL276001R2300 when required low inrush current
112108 | CL04D301MJ | CL Series | CL Contactor 32A AC-3 3P Aux 1NC 110V DC | Look comments | AF30Z-30-00-23
112109 | CL04D301MN | CL Series | CL Contactor 32A AC-3 3P Aux 1NC 220V DC | Look comments | AF30-30-00-13 | Use AF30Z-30-00-23 1SBL276001R2300 when required low inrush current
112109 | CL04D301MN | CL Series | CL Contactor 32A AC-3 3P Aux 1NC 220V DC | Look comments | AF30Z-30-00-23
112110 | CL45D300MB | CL Series | CL45D300MB CONT 3P 32A 12V DC COIL | Look comments | AF38Z-30-00-20
112116 | CL45D300MD | CL Series | CL CONT 40A 3P 24V DC | Look comments | AF38-30-00-11 | Use AF40-30-00-11 1SBL347001R1100 for AC-3 applications above 38A
112116 | CL45D300MD | CL Series | CL CONT 40A 3P 24V DC | Look comments | AF40-30-00-11
112117 | CL45D300MG | CL Series | CONT 3P 40A AC3 DC COIL 48V | Look comments | AF38-30-00-12 | Use AF40-30-00-12 1SBL347001R1200 for AC-3 applications above 38A
112117 | CL45D300MG | CL Series | CONT 3P 40A AC3 DC COIL 48V | Look comments | AF40-30-00-12
112118 | CL45D300MJ | CL Series | CL45D300MJ CONT. 110V DC | Look comments | AF38-30-00-13 | Use AF40-30-00-13 1SBL347001R1300 for AC-3 applications above 38A
112118 | CL45D300MJ | CL Series | CL45D300MJ CONT. 110V DC | Look comments | AF40-30-00-13
112119 | CL45D300MN | CL Series | CL45D300MN CONT. 220V DC | Look comments | AF38-30-00-13 | Use AF40-30-00-13 1SBL347001R1300 for AC-3 applications above 38A
112119 | CL45D300MN | CL Series | CL45D300MN CONT. 220V DC | Look comments | AF40-30-00-13
112120 | CL06E311MD | CL Series | CINT. 24-28V AC/DC | Look comments | AF52-30-00-11
112121 | CL07E311MD | CL Series | CONT. 24-28V AC/DC | Look comments | AF65-30-00-11
112122 | CL08E311MD | CL Series | CONT. 24V50 | Look comments | AF80-30-00-11
112123 | CL09E311MD | CL Series | CONT. 24V50 | Look comments | AF96-30-00-11
112124 | CL10E311MD | CL Series | CONT. 24-28V AC/DC | Look comments | AF116-30-00-11
112126 | CL06E300MD | CL Series | CL CONT 50A 3P 24-28V AC/DC | Look comments | AF52-30-00-11
112128 | CL06E300MJ | CL Series | CL06E300MJ CONT. 110-125V AC/DC | Look comments | AF52-30-00-12
112129 | CL06E300MN | CL Series | CL CONT 50A 3P 220-250V AC/DC | Look comments | AF52-30-00-13
112136 | CL07E300MD | CL Series | CL Contactor 65A AC-3 3P 24-28V 50/60Hz AC-DC | Look comments | AF65-30-00-11
112138 | CL07E300MJ | CL Series | CL Contactor 65A AC-3 3P 110-125V 50/60Hz AC-DC | Look comments | AF65-30-00-13
112139 | CL07E300MN | CL Series | CL Contactor 65A AC-3 3P 220-250V 50/60Hz AC-DC | Look comments | AF65-30-00-13
112146 | CL08E300MD | CL Series | CL Contactor 80A AC-3 3P 24-28V 50/60Hz AC-DC | Look comments | AF80-30-00-11
112148 | CL08E300MJ | CL Series | CL Contactor 80A AC-3 3P 110-125V 50/60Hz AC-DC | Look comments | AF80-30-00-13
112149 | CL08E300MN | CL Series | CL Contactor 80A AC-3 3P 220-250V 50/60Hz AC-DC | Look comments | AF80-30-00-13
112156 | CL09E300MD | CL Series | CL Contactor 95A AC-3 3P 24-28V 50/60Hz AC-DC | Look comments | AF96-30-00-11
112157 | CL09E311MF | CL Series | CL CONT 95A 3P 1NO 1NC 42-48V AC/DC | Look comments | AF96-30-00-11
112158 | CL09E300MJ | CL Series | CL Contactor 95A AC-3 3P 110-125V 50/60Hz AC-DC | Look comments | AF96-30-00-12
112159 | CL09E300MN | CL Series | CL Contactor 95A AC-3 3P 220-250V 50/60Hz AC-DC | Look comments | AF96-30-00-13
112160 | CL09A300M13 | CL Series | CL09A300M13 45kw coil 40vac 50/60 HZ | Look comments | AF96-30-00-14
112166 | CL10E300MD | CL Series | CL Contactor 105A AC-3 3P 24-28V 50/60Hz AC-DC | Look comments | AF116-30-00-11
112168 | CL10E300MJ | CL Series | CL Contactor 105A AC-3 3P 110-125V 50/60Hz AC-DC | Look comments | AF116-30-00-12
112169 | CL10E300MN | CL Series | CL Contactor 105A AC-3 3P 220-250V 50/60Hz AC-DC | Look comments | AF116-30-00-13
112170 | CL01D400TB | CL Series | CL Contactor 25A AC-1 4P 12V DC | Look comments | AF09Z-40-00-20
112175 | CL01D400TWD | CL Series | CL Contactor 25A AC-1 4P 24V DC WVR | Look comments | AF09-40-00-11 | Use AF09Z-40-00-21 1SBL136201R2100 when required low inrush current
112175 | CL01D400TWD | CL Series | CL Contactor 25A AC-1 4P 24V DC WVR | Look comments | AF09Z-40-00-21
112176 | CL01D400TD | CL Series | CL Contactor 25A AC-1 4P 24V DC | Look comments | AF09-40-00-11 | Use AF09Z-40-00-21 1SBL136201R2100 when required low inrush current
112176 | CL01D400TD | CL Series | CL Contactor 25A AC-1 4P 24V DC | Look comments | AF09Z-40-00-21
112177 | CL01D400TG | CL Series | CL Contactor 25A AC-1 4P 48V DC | Look comments | AF09-40-00-12 | Use AF09Z-40-00-22 1SBL136201R2200 when required low inrush current
112177 | CL01D400TG | CL Series | CL Contactor 25A AC-1 4P 48V DC | Look comments | AF09Z-40-00-22
112178 | CL01D400TJ | CL Series | CL Contactor 25A AC-1 4P 110V DC | Look comments | AF09-40-00-13 | Use AF09Z-40-00-23 1SBL136201R2300 when required low inrush current
112178 | CL01D400TJ | CL Series | CL Contactor 25A AC-1 4P 110V DC | Look comments | AF09Z-40-00-23
112179 | CL01D400TN | CL Series | CL Contactor 25A AC-1 4P 220V DC | Look comments | AF09-40-00-13 | Use AF09Z-40-00-23 1SBL136201R2300 when required low inrush current
112179 | CL01D400TN | CL Series | CL Contactor 25A AC-1 4P 220V DC | Look comments | AF09Z-40-00-23
112180 | CL02D400TB | CL Series | CL Contactor 32A AC-1 4P 12V DC | Look comments | AF16Z-40-00-20
112185 | GPAU20LCAA11 | Surion | 112185 - GPAU20LCAA11 U/V 2NO RIG.1H,2S, | Look comments | Look comments | ABB has no UA with integrated lead auxcontacts, propose to use UA1+HK1L (UA1 = left mount; HK1L = right mount)
112186 | CL02D400TD | CL Series | CL Contactor 32A AC-1 4P 24V DC | Look comments | AF16-40-00-11 | Use AF16Z-40-00-21 1SBL176201R2100 when required low inrush current
112186 | CL02D400TD | CL Series | CL Contactor 32A AC-1 4P 24V DC | Look comments | AF16Z-40-00-21
112187 | CL02D400TG | CL Series | CL Contactor 32A AC-1 4P 48V DC | Look comments | AF16-40-00-12 | Use AF16Z-40-00-22 1SBL176201R2200 when required low inrush current
112187 | CL02D400TG | CL Series | CL Contactor 32A AC-1 4P 48V DC | Look comments | AF16Z-40-00-22
112188 | CL02D400TJ | CL Series | CL Contactor 32A AC-1 4P 110V DC | Look comments | AF16-40-00-13 | Use AF16Z-40-00-23 1SBL176201R2300 when required low inrush current
112188 | CL02D400TJ | CL Series | CL Contactor 32A AC-1 4P 110V DC | Look comments | AF16Z-40-00-23
112189 | CL02D400TN | CL Series | CL Contactor 32A AC-1 4P 220V DC | Look comments | AF16-40-00-13 | Use AF16Z-40-00-23 1SBL176201R2300 when required low inrush current
112189 | CL02D400TN | CL Series | CL Contactor 32A AC-1 4P 220V DC | Look comments | AF16Z-40-00-23
112190 | CL03D400MB | CL Series | CL Contactor 45A AC-1 4P 12V DC | Look comments | AF26Z-40-00-20
112191 | CL03D400MWD | CL Series | CL Contactor 45A AC-1 4P 24V DC WVR | Look comments | AF26-40-00-11 | Use AF26Z-40-00-21 1SBL236201R2100 when required low inrush current
112191 | CL03D400MWD | CL Series | CL Contactor 45A AC-1 4P 24V DC WVR | Look comments | AF26Z-40-00-21
112195 | CL03D400MWJ | CL Series | CL Contactor 45A AC-1 4P 110V DC WVR | Look comments | AF26-40-00-12 | Use AF26Z-40-00-22 1SBL236201R2200 when required low inrush current
112195 | CL03D400MWJ | CL Series | CL Contactor 45A AC-1 4P 110V DC WVR | Look comments | AF26Z-40-00-22
112196 | CL03D400MD | CL Series | CL Contactor 45A AC-1 4P 24V DC | Look comments | AF26-40-00-11 | Use AF26Z-40-00-21 1SBL236201R2100 when required low inrush current
112196 | CL03D400MD | CL Series | CL Contactor 45A AC-1 4P 24V DC | Look comments | AF26Z-40-00-21
112197 | CL03D400MG | CL Series | CL Contactor 45A AC-1 4P 48V DC | Look comments | AF26-40-00-12 | Use AF26Z-40-00-22 1SBL236201R2200 when required low inrush current
112197 | CL03D400MG | CL Series | CL Contactor 45A AC-1 4P 48V DC | Look comments | AF26Z-40-00-22
112198 | CL03D400MJ | CL Series | CL Contactor 45A AC-1 4P 110V DC | Look comments | AF26-40-00-13 | Use AF26Z-40-00-23 1SBL236201R2300 when required low inrush current
112198 | CL03D400MJ | CL Series | CL Contactor 45A AC-1 4P 110V DC | Look comments | AF26Z-40-00-23
112199 | CL03D400MN | CL Series | CL Contactor 45A AC-1 4P 220V DC | Look comments | AF26-40-00-13 | Use AF26Z-40-00-23 1SBL236201R2300 when required low inrush current
112199 | CL03D400MN | CL Series | CL Contactor 45A AC-1 4P 220V DC | Look comments | AF26Z-40-00-23
112201 | CL04D400MD | CL Series | CL Contactor 60A AC-1 4P 24V DC | Look comments | AF38-40-00-11 | Use AF38Z-40-00-21 1SBL296201R2100 when required low inrush current
112201 | CL04D400MD | CL Series | CL Contactor 60A AC-1 4P 24V DC | Look comments | AF38Z-40-00-21
112202 | CL04D400MB | CL Series | CL Contactor 60A AC-1 4P 12V DC | Look comments | AF38Z-40-00-20
112207 | CL04D400MG | CL Series | CL Contactor 60A AC-1 4P 48V DC | Look comments | AF38-40-00-12 | Use AF38Z-40-00-22 1SBL296201R2200 when required low inrush current
112207 | CL04D400MG | CL Series | CL Contactor 60A AC-1 4P 48V DC | Look comments | AF38Z-40-00-22
112208 | CL04D400MJ | CL Series | CL Contactor 60A AC-1 4P 110V DC | Look comments | AF38-40-00-13 | Use AF38Z-40-00-23 1SBL296201R2300 when required low inrush current
112208 | CL04D400MJ | CL Series | CL Contactor 60A AC-1 4P 110V DC | Look comments | AF38Z-40-00-23
112209 | CL04D400MN | CL Series | CL Contactor 60A AC-1 4P 220V DC | Look comments | AF38-40-00-13 | Use AF38Z-40-00-23 1SBL296201R2300 when required low inrush current
112209 | CL04D400MN | CL Series | CL Contactor 60A AC-1 4P 220V DC | Look comments | AF38Z-40-00-23
112215 | CL05E400MWD | CL Series | CL05E400MWD CONT. 24V DC +/-30% | Look comments | AF52-40-00-11 | Use AF80-40-00-11 1SBL397201R1100 for UL general use application higher than 80 A
112215 | CL05E400MWD | CL Series | CL05E400MWD CONT. 24V DC +/-30% | Look comments | AF80-40-00-11
112216 | CL05E400MD | CL Series | CL Contactor 90A AC-1 4P 24-28V 50/60Hz AC-DC | Look comments | AF52-40-00-11 | Use AF80-40-00-11 1SBL397201R1100 for UL general use application higher than 80 A
112216 | CL05E400MD | CL Series | CL Contactor 90A AC-1 4P 24-28V 50/60Hz AC-DC | Look comments | AF80-40-00-11
112218 | CL05E400MJ | CL Series | CL Contactor 90A AC-1 4P 110-125V 50/60Hz AC-DC | Look comments | AF52-40-00-12 | Use AF80-40-00-12 1SBL397201R1200 for UL general use application higher than 80 A
112218 | CL05E400MJ | CL Series | CL Contactor 90A AC-1 4P 110-125V 50/60Hz AC-DC | Look comments | AF80-40-00-12
112219 | CL05E400MN | CL Series | CL Contactor 90A AC-1 4P 220-250V 50/60Hz AC-DC | Look comments | AF52-40-00-13 | Use AF80-40-00-13 1SBL397201R1300 for UL general use application higher than 80 A
112219 | CL05E400MN | CL Series | CL Contactor 90A AC-1 4P 220-250V 50/60Hz AC-DC | Look comments | AF80-40-00-13
112225 | CL07E400MWD | CL Series | CL07E400MWD CONT. 24V W.V.R. | Look comments | AF80-40-00-11
112226 | CL07E400MD | CL Series | CL Contactor 110A AC-1 4P 24-28V 50/60Hz AC-DC | Look comments | AF80-40-00-11
112228 | CL07E400MJ | CL Series | CL Contactor 110A AC-1 4P 110-125V 50/60Hz AC-DC | Look comments | AF80-40-00-12
112229 | CL07E400MN | CL Series | CL Contactor 110A AC-1 4P 220-250V 50/60Hz AC-DC | Look comments | AF80-40-00-13
112236 | CL09E400MD | CL Series | CL Contactor 140A AC-1 4P 24-28V 50/60Hz AC-DC | Look comments | AF116-40-00-11
112238 | CL09E400MJ | CL Series | CL Contactor 140A AC-1 4P 110-125V 50/60Hz AC-DC | Look comments | AF116-40-00-12
112239 | CL09E400MN | CL Series | CL Contactor 140A AC-1 4P 220-250V 50/60Hz AC-DC | Look comments | Look comments | Ask GPM… Active product with no sales in EPIS 2017 and 2018
112240 | CL01DB00TB | CL Series | CL Contactor 12A AC-3 2NO+2NC 12V DC | Look comments | AF09Z-22-00-20
112245 | CL01DB00TWD | CL Series | CL Contactor 12A AC-3 2NO+2NC 24V DC WVR | Look comments | AF09-22-00-11 | Use AF09Z-22-00-21 1SBL136501R2100 when required low inrush current
112245 | CL01DB00TWD | CL Series | CL Contactor 12A AC-3 2NO+2NC 24V DC WVR | Look comments | AF09Z-22-00-21
112246 | CL01DB00TD | CL Series | CL Contactor 12A AC-3 2NO+2NC 24V DC | Look comments | AF09-22-00-11 | Use AF09Z-22-00-21 1SBL136501R2100 when required low inrush current
112246 | CL01DB00TD | CL Series | CL Contactor 12A AC-3 2NO+2NC 24V DC | Look comments | AF09Z-22-00-21
112247 | CL01DB00TG | CL Series | CL Contactor 12A AC-3 2NO+2NC 48V DC | Look comments | AF09-22-00-12 | Use AF09Z-22-00-22 1SBL136501R2200 when required low inrush current
112247 | CL01DB00TG | CL Series | CL Contactor 12A AC-3 2NO+2NC 48V DC | Look comments | AF09Z-22-00-22
112248 | CL01DB00TJ | CL Series | CL Contactor 12A AC-3 2NO+2NC 110V DC | Look comments | AF09-22-00-13 | Use AF09Z-22-00-23 1SBL136501R2300 when required low inrush current
112248 | CL01DB00TJ | CL Series | CL Contactor 12A AC-3 2NO+2NC 110V DC | Look comments | AF09Z-22-00-23
112249 | CL01DB00TN | CL Series | CL Contactor 12A AC-3 2NO+2NC 220V DC | Look comments | AF09-22-00-13 | Use AF09Z-22-00-23 1SBL136501R2300 when required low inrush current
112249 | CL01DB00TN | CL Series | CL Contactor 12A AC-3 2NO+2NC 220V DC | Look comments | AF09Z-22-00-23
112250 | CL02DB00TB | CL Series | CL Contactor 18A AC-3 2NO+2NC 12V DC | Look comments | AF16Z-22-00-20
112251 | CL02DB00RWD | CL Series | SERIES CL-Contactor | Look comments | AF16ZB-22-00RT-21
112252 | CL02DB00RWE | CL Series | CONT. 2NO+2NC 33VDC +/-30% | Look comments | AF16ZB-22-00RT-21
112256 | CL02DB00TD | CL Series | CL Contactor 18A AC-3 2NO+2NC 24V DC | Look comments | AF16-22-00-11 | Use AF16Z-22-00-21 1SBL176501R2100 when required low inrush current
112256 | CL02DB00TD | CL Series | CL Contactor 18A AC-3 2NO+2NC 24V DC | Look comments | AF16Z-22-00-21
112257 | CL02DB00TG | CL Series | CL Contactor 18A AC-3 2NO+2NC 48V DC | Look comments | AF16-22-00-12 | Use AF16Z-22-00-22 1SBL176501R2200 when required low inrush current
112257 | CL02DB00TG | CL Series | CL Contactor 18A AC-3 2NO+2NC 48V DC | Look comments | AF16Z-22-00-22
112258 | CL02DB00TJ | CL Series | CL Contactor 18A AC-3 2NO+2NC 110V DC | Look comments | AF16-22-00-13 | Use AF16Z-22-00-23 1SBL176501R2300 when required low inrush current
112258 | CL02DB00TJ | CL Series | CL Contactor 18A AC-3 2NO+2NC 110V DC | Look comments | AF16Z-22-00-23
112259 | CL02DB00TN | CL Series | CL Contactor 18A AC-3 2NO+2NC 220V DC | Look comments | AF16-22-00-13 | Use AF16Z-22-00-23 1SBL176501R2300 when required low inrush current
112259 | CL02DB00TN | CL Series | CL Contactor 18A AC-3 2NO+2NC 220V DC | Look comments | AF16Z-22-00-23
112260 | CL03DB00MB | CL Series | CL Contactor 25A AC-3 2NO+2NC 12V DC | Look comments | AF26Z-22-00-20
112266 | CL03DB00MD | CL Series | CL Contactor 25A AC-3 2NO+2NC 24V DC | Look comments | AF26-22-00-11 | Use AF26Z-22-00-21 1SBL236501R2100 when required low inrush current
112266 | CL03DB00MD | CL Series | CL Contactor 25A AC-3 2NO+2NC 24V DC | Look comments | AF26Z-22-00-21
112267 | CL03DB00MG | CL Series | CL Contactor 25A AC-3 2NO+2NC 48V DC | Look comments | AF26-22-00-12 | Use AF26Z-22-00-22 1SBL236501R2200 when required low inrush current
112267 | CL03DB00MG | CL Series | CL Contactor 25A AC-3 2NO+2NC 48V DC | Look comments | AF26Z-22-00-22
112268 | CL03DB00MJ | CL Series | CL Contactor 25A AC-3 2NO+2NC 110V DC | Look comments | AF26-22-00-13 | Use AF26Z-22-00-23 1SBL236501R2300 when required low inrush current
112268 | CL03DB00MJ | CL Series | CL Contactor 25A AC-3 2NO+2NC 110V DC | Look comments | AF26Z-22-00-23
112269 | CL03DB00MN | CL Series | CL Contactor 25A AC-3 2NO+2NC 220V DC | Look comments | AF26-22-00-13 | Use AF26Z-22-00-23 1SBL236501R2300 when required low inrush current
112269 | CL03DB00MN | CL Series | CL Contactor 25A AC-3 2NO+2NC 220V DC | Look comments | AF26Z-22-00-23
112270 | CL04DB00MB | CL Series | CL Contactor 32A AC-3 2NO+2NC 12V DC | Look comments | AF38Z-22-00-20
112276 | CL04DB00MD | CL Series | CL Contactor 32A AC-3 2NO+2NC 24V DC | Look comments | AF38-22-00-11 | Use AF38Z-22-00-21 1SBL296501R2100 when required low inrush current
112276 | CL04DB00MD | CL Series | CL Contactor 32A AC-3 2NO+2NC 24V DC | Look comments | AF38Z-22-00-21
112277 | CL04DB00MG | CL Series | CL Contactor 32A AC-3 2NO+2NC 48V DC | Look comments | AF38-22-00-12 | Use AF38Z-22-00-22 1SBL296501R2200 when required low inrush current
112277 | CL04DB00MG | CL Series | CL Contactor 32A AC-3 2NO+2NC 48V DC | Look comments | AF38Z-22-00-22
112278 | CL04DB00MJ | CL Series | CL Contactor 32A AC-3 2NO+2NC 110V DC | Look comments | AF38-22-00-13 | Use AF38Z-22-00-23 1SBL296501R2300 when required low inrush current
112278 | CL04DB00MJ | CL Series | CL Contactor 32A AC-3 2NO+2NC 110V DC | Look comments | AF38Z-22-00-23
112279 | CL04DB00MN | CL Series | CL Contactor 32A AC-3 2NO+2NC 220V DC | Look comments | AF38-22-00-13 | Use AF38Z-22-00-23 1SBL296501R2300 when required low inrush current
112279 | CL04DB00MN | CL Series | CL Contactor 32A AC-3 2NO+2NC 220V DC | Look comments | AF38Z-22-00-23
112280 | CL04DB00RWD | CL Series | CL04DB00RWD 2NC+2NO Ring Term. 24V WVR | Look comments | AF38ZB-22-00RT-21
112286 | CL05EB00MD | CL Series | CL Contactor 40A AC-3 2NO+2NC 24-28V 50/60Hz AC-DC | Look comments | AF40-22-00-11 | Use AF80-22-00-11 1SBL397501R1100 for AC-1 applications higher than 70A
112286 | CL05EB00MD | CL Series | CL Contactor 40A AC-3 2NO+2NC 24-28V 50/60Hz AC-DC | Look comments | AF80-22-00-11
112288 | CL05EB00MJ | CL Series | CL Contactor 40A AC-3 2NO+2NC 110-125V 50/60Hz AC-DC | Look comments | AF40-22-00-13 | Use AF80-22-00-13 1SBL397501R1300 for AC-1 applications higher than 70A
112288 | CL05EB00MJ | CL Series | CL Contactor 40A AC-3 2NO+2NC 110-125V 50/60Hz AC-DC | Look comments | AF80-22-00-13
112289 | CL05EB00MN | CL Series | CL Contactor 40A AC-3 2NO+2NC 220-250V 50/60Hz AC-DC | Look comments | AF40-22-00-14 | Use AF80-22-00-14 1SBL397501R1400 for AC-1 applications higher than 70A
112289 | CL05EB00MN | CL Series | CL Contactor 40A AC-3 2NO+2NC 220-250V 50/60Hz AC-DC | Look comments | AF80-22-00-14
112296 | CL07EB00MD | CL Series | CL Contactor 65A AC-3 2NO+2NC 24-28V 50/60Hz AC-DC | Look comments | Look comments | Ask GPM… Active product with no sales in EPIS 2017 and 2018
112298 | CL07EB00MJ | CL Series | CL Contactor 65A AC-3 2NO+2NC 110-125V 50/60Hz AC-DC | Look comments | AF80-22-00-12
112299 | CL07EB00MN | CL Series | CL Contactor 65A AC-3 2NO+2NC 220-250V 50/60Hz AC-DC | Look comments | Look comments | Ask GPM… Active product with no sales in EPIS 2017 and 2018
112306 | CL08EB00MD | CL Series | CL Contactor 80A AC-3 2NO+2NC 24-28V 50/60Hz AC-DC | Look comments | AF80-22-00-11
112308 | CL08EB00MJ | CL Series | CL Contactor 80A AC-3 2NO+2NC 110-125V 50/60Hz AC-DC | Look comments | AF80-22-00-13
112309 | CL08EB00MN | CL Series | CL Contactor 80A AC-3 2NO+2NC 220-250V 50/60Hz AC-DC | Look comments | AF80-22-00-13
112310 | LB1DB | CL Series | COIL | Look comments | Look comments | No Coil Spare part available
112316 | LB1DD | CL Series | COIL | Look comments | Look comments | No Coil Spare part available
112317 | LB1DG | CL Series | COIL | Look comments | Look comments | No Coil Spare part available
112318 | LB1DJ | CL Series | Coil | Look comments | Look comments | No Coil Spare part available
112319 | LB1DN | CL Series | COIL | Look comments | Look comments | No Coil Spare part available
112320 | LB3DB | CL Series | CL Spare part coil 12V DC (CL03…CL05) | Look comments | Look comments | No Coil Spare part available
112326 | LB3DD | CL Series | CL Spare part coil 24V DC (CL03…CL05) | Look comments | Look comments | No Coil Spare part available
112327 | LB3DG | CL Series | CL Spare part coil 48V DC (CL03…CL05) | Look comments | Look comments | No Coil Spare part available
112328 | LB3DJ | CL Series | CL Spare part coil 110V DC (CL03…CL05) | Look comments | Look comments | No Coil Spare part available
112329 | LB3DN | CL Series | CL Spare part coil 220V DC (CL03…CL05) | Look comments | Look comments | No Coil Spare part available
112330 | LR1DWD | CL Series | Coil | Look comments | Look comments | No Coil Spare part available
112331 | LR1DWE | CL Series | Coil | Look comments | Look comments | No Coil Spare part available
112332 | LR1DWG | CL Series | LB1DD BOB. 48V= | Look comments | Look comments | No Coil Spare part available
112333 | LR1DWI | CL Series | LB1DD BOB. 72V= | Look comments | Look comments | No Coil Spare part available
112334 | LR1DWJ | CL Series | Coil | Look comments | Look comments | No Coil Spare part available
112336 | LB4ED | CL Series | CL Spare part coil with e-module 24-28V DC (CL05…CL09) | Look comments | Look comments | No Coil Spare part available
112338 | LB4EJ | CL Series | CL Spare part coil with e-module 110-125V DC (CL05…CL09) | Look comments | Look comments | No Coil Spare part available
112339 | LB4EN | CL Series | CL Spare part coil with e-module 220-250V DC (CL05…CL09) | Look comments | Look comments | No Coil Spare part available
112343 | CL25A310TJ | CL Series | SERIES CL-CONTACTOR | Look comments | AF26-30-00-13
112344 | CL25A310TN | CL Series | SERIES CL-CONTACTOR | Look comments | AF26-30-00-13 | Use AF26-30-00-14 1SBL237001R1400 for 277V 60Hz control voltage
112344 | CL25A310TN | CL Series | SERIES CL-CONTACTOR | Look comments | AF26-30-00-14
112362 | CL45A310ML | CL Series | CONT. 208V 60HZ | Look comments | AF38-30-00-13 | Use AF40-30-00-13 1SBL347001R1300 for AC-3 applications above 38A
112362 | CL45A310ML | CL Series | CONT. 208V 60HZ | Look comments | AF40-30-00-13
112363 | CL45A310MJ | CL Series | CONTACTOR AC 60A/120V 60HZTYP | Look comments | AF38-30-00-13 | Use AF40-30-00-13 1SBL347001R1300 for AC-3 applications above 38A
112363 | CL45A310MJ | CL Series | CONTACTOR AC 60A/120V 60HZTYP | Look comments | AF40-30-00-13
112364 | CL45A310MN | CL Series | 25@460V 3P 277V 60/220V 50HZ COIL | Look comments | AF38-30-00-13 | Use AF40-30-00-14 1SBL347001R1400 for 277V 60Hz control voltage
112364 | CL45A310MN | CL Series | 25@460V 3P 277V 60/220V 50HZ COIL | Look comments | AF40-30-00-14
112365 | CL45A310MU | CL Series | CONT. 380V50 | Look comments | AF38-30-00-14 | Use AF40-30-00-14 1SBL347001R1400 for AC-3 applications above 38A
112365 | CL45A310MU | CL Series | CONT. 380V50 | Look comments | AF40-30-00-14
112366 | CL45A310M6 | CL Series | 25@460V 3P 230V 50/60 HZ COIL | Look comments | AF38-30-00-13 | Use AF40-30-00-13 1SBL347001R1300 for AC-3 applications above 38A
112366 | CL45A310M6 | CL Series | 25@460V 3P 230V 50/60 HZ COIL | Look comments | AF40-30-00-13
112400 | CL00D310TE | CL Series | SERIES CL-Contactor | Look comments | AF09-30-10-11 | Use AF09Z-30-10-21 1SBL136001R2110 when required low inrush current
112400 | CL00D310TE | CL Series | SERIES CL-Contactor | Look comments | AF09Z-30-10-21
112401 | CL00D310TF | CL Series | CONT 3P 9A DC COIL 42/48V | Look comments | AF09-30-10-11 | Use AF09Z-30-10-21 1SBL136001R2110 when required low inrush current
112401 | CL00D310TF | CL Series | CONT 3P 9A DC COIL 42/48V | Look comments | AF09Z-30-10-21
112402 | CL00D310TH | CL Series | CL Contactor 9A AC-3 3P Aux 1NO 60V DC | Look comments | AF09-30-10-12 | Use AF09Z-30-10-22 1SBL136001R2210 when required low inrush current
112402 | CL00D310TH | CL Series | CL Contactor 9A AC-3 3P Aux 1NO 60V DC | Look comments | AF09Z-30-10-22
112403 | CL00D310TI | CL Series | SERIES CL-CONTACTOR | Look comments | AF09-30-10-13 | Use AF09Z-30-10-23 1SBL136001R2310 when required low inrush current
112403 | CL00D310TI | CL Series | SERIES CL-CONTACTOR | Look comments | AF09Z-30-10-23
112404 | CL00D310TK | CL Series | CL Contactor 9A AC-3 3P Aux 1NO 120-125V DC | Look comments | AF09-30-10-13 | Use AF09Z-30-10-23 1SBL136001R2310 when required low inrush current
112404 | CL00D310TK | CL Series | CL Contactor 9A AC-3 3P Aux 1NO 120-125V DC | Look comments | AF09Z-30-10-23
112406 | CL00D310TR | CL Series | SERIES CL-Contactor | Look comments | AF09-30-10-13 | Use AF09Z-30-10-23 1SBL136001R2310 when required low inrush current
112406 | CL00D310TR | CL Series | SERIES CL-Contactor | Look comments | AF09Z-30-10-23
112407 | CL00D310TT | CL Series | CL Contactor 9A AC-3 3P Aux 1NO 250V DC | Look comments | AF09-30-10-13 | Use AF09Z-30-10-23 1SBL136001R2310 when required low inrush current
112407 | CL00D310TT | CL Series | CL Contactor 9A AC-3 3P Aux 1NO 250V DC | Look comments | AF09Z-30-10-23
112409 | CL00D301TE | CL Series | SERIES CL-Contactor | Look comments | AF09-30-01-11 | Use AF09Z-30-01-21 1SBL136001R2101 when required low inrush current
112409 | CL00D301TE | CL Series | SERIES CL-Contactor | Look comments | AF09Z-30-01-21
112410 | CL00D301TF | CL Series | SERIES CL-Contactor | Look comments | AF09-30-01-11 | Use AF09Z-30-01-21 1SBL136001R2101 when required low inrush current
112410 | CL00D301TF | CL Series | SERIES CL-Contactor | Look comments | AF09Z-30-01-21
112413 | CL00D301TK | CL Series | CL Contactor 9A AC-3 3P Aux 1NC 120V DC | Look comments | AF09-30-01-13 | Use AF09Z-30-01-23 1SBL136001R2301 when required low inrush current
112413 | CL00D301TK | CL Series | CL Contactor 9A AC-3 3P Aux 1NC 120V DC | Look comments | AF09Z-30-01-23
112416 | CL00D301TT | CL Series | CL Contactor 9A AC-3 3P Aux 1NC 250V DC | Look comments | AF09-30-01-13 | Use AF09Z-30-01-23 1SBL136001R2301 when required low inrush current
112416 | CL00D301TT | CL Series | CL Contactor 9A AC-3 3P Aux 1NC 250V DC | Look comments | AF09Z-30-01-23
112417 | CL00D301TX | CL Series | DC CONTACTOR 3P1NC 4KW 440V | Look comments | AF09-30-01-14
112419 | CL01D310TF | CL Series | SERIES CL-Contactor | Look comments | AF12-30-10-11 | Use AF12Z-30-10-21 1SBL156001R2110 when required low inrush current
112419 | CL01D310TF | CL Series | SERIES CL-Contactor | Look comments | AF12Z-30-10-21
112420 | CL01D310TH | CL Series | CL Contactor 12A AC-3 3P Aux 1NO 60V DC | Look comments | AF12-30-10-12 | Use AF12Z-30-10-22 1SBL156001R2210 when required low inrush current
112420 | CL01D310TH | CL Series | CL Contactor 12A AC-3 3P Aux 1NO 60V DC | Look comments | AF12Z-30-10-22
112422 | CL01D310TK | CL Series | CL Contactor 12A AC-3 3P Aux 1NO 120-125V DC | Look comments | AF12-30-10-13 | Use AF12Z-30-10-23 1SBL156001R2310 when required low inrush current
112422 | CL01D310TK | CL Series | CL Contactor 12A AC-3 3P Aux 1NO 120-125V DC | Look comments | AF12Z-30-10-23
112425 | CL01D310TT | CL Series | CL Contactor 12A AC-3 3P Aux 1NO 250V DC | Look comments | AF12-30-10-13 | Use AF12Z-30-10-23 1SBL156001R2310 when required low inrush current
112425 | CL01D310TT | CL Series | CL Contactor 12A AC-3 3P Aux 1NO 250V DC | Look comments | AF12Z-30-10-23
112426 | CL01D310TX | CL Series | DC CONTACTOR 3P1NO 5,5KW 440V | Look comments | AF12-30-10-14
112429 | CL01D301TH | CL Series | CL Contactor 12A AC-3 3P Aux 1NC 60V DC | Look comments | AF12-30-01-12 | Use AF12Z-30-01-22 1SBL156001R2201 when required low inrush current
112429 | CL01D301TH | CL Series | CL Contactor 12A AC-3 3P Aux 1NC 60V DC | Look comments | AF12Z-30-01-22
112430 | CL01D301TI | CL Series | SERIES CL-Contactor | Look comments | AF12-30-01-13 | Use AF12Z-30-01-23 1SBL156001R2301 when required low inrush current
112430 | CL01D301TI | CL Series | SERIES CL-Contactor | Look comments | AF12Z-30-01-23
112431 | CL01D301TK | CL Series | CL Contactor 12A AC-3 3P Aux 1NC 120V DC | Look comments | AF12-30-01-13 | Use AF12Z-30-01-23 1SBL156001R2301 when required low inrush current
112431 | CL01D301TK | CL Series | CL Contactor 12A AC-3 3P Aux 1NC 120V DC | Look comments | AF12Z-30-01-23
112434 | CL01D301TT | CL Series | CL Contactor 12A AC-3 3P Aux 1NC 250V DC | Look comments | AF12-30-01-13 | Use AF12Z-30-01-23 1SBL156001R2301 when required low inrush current
112434 | CL01D301TT | CL Series | CL Contactor 12A AC-3 3P Aux 1NC 250V DC | Look comments | AF12Z-30-01-23
112435 | CL01D301TX | CL Series | DC CONTACTOR 3P1NC 5,5KW 440V | Look comments | AF12-30-01-14
112437 | CL02D310TF | CL Series | SERIES CL-Contactor | Look comments | AF16-30-10-11 | Use AF16Z-30-10-21 1SBL176001R2110 when required low inrush current
112437 | CL02D310TF | CL Series | SERIES CL-Contactor | Look comments | AF16Z-30-10-21
112438 | CL02D310TH | CL Series | CL Contactor 18A AC-3 3P Aux 1NO 60V DC | Look comments | AF16-30-10-12 | Use AF16Z-30-10-22 1SBL176001R2210 when required low inrush current
112438 | CL02D310TH | CL Series | CL Contactor 18A AC-3 3P Aux 1NO 60V DC | Look comments | AF16Z-30-10-22
112440 | CL02D310TK | CL Series | CL Contactor 18A AC-3 3P Aux 1NO 120-125V DC | Look comments | AF16-30-10-13 | Use AF16Z-30-10-23 1SBL176001R2310 when required low inrush current
112440 | CL02D310TK | CL Series | CL Contactor 18A AC-3 3P Aux 1NO 120-125V DC | Look comments | AF16Z-30-10-23
112441 | CL02D310TP | CL Series | SERIES CL-Contactor | Look comments | AF16-30-10-13 | Use AF16Z-30-10-23 1SBL176001R2310 when required low inrush current
112441 | CL02D310TP | CL Series | SERIES CL-Contactor | Look comments | AF16Z-30-10-23
112442 | CL02D310TR | CL Series | SERIES CL-Contactor | Look comments | AF16Z-30-10-23
112443 | CL02D310TT | CL Series | CL Contactor 18A AC-3 3P Aux 1NO 250V DC | Look comments | AF16-30-10-13 | Use AF16Z-30-10-23 1SBL176001R2310 when required low inrush current
112443 | CL02D310TT | CL Series | CL Contactor 18A AC-3 3P Aux 1NO 250V DC | Look comments | AF16Z-30-10-23
112444 | CL02D310TX | CL Series | DC CONTACTOR 3P 1NO 7,5KW 440V | Look comments | AF16-30-10-14
112445 | CL02D301TE | CL Series | SERIES CL-Contactor | Look comments | AF16-30-01-11 | Use AF16Z-30-01-21 1SBL176001R2101 when required low inrush current
112445 | CL02D301TE | CL Series | SERIES CL-Contactor | Look comments | AF16Z-30-01-21
112446 | CL02D301TF | CL Series | SERIES CL-Contactor | Look comments | AF16-30-01-11 | Use AF16Z-30-01-21 1SBL176001R2101 when required low inrush current
112446 | CL02D301TF | CL Series | SERIES CL-Contactor | Look comments | AF16Z-30-01-21
112447 | CL02D301TH | CL Series | CL Contactor 18A AC-3 3P Aux 1NC 60V DC | Look comments | AF16-30-01-12 | Use AF16Z-30-01-22 1SBL176001R2201 when required low inrush current
112447 | CL02D301TH | CL Series | CL Contactor 18A AC-3 3P Aux 1NC 60V DC | Look comments | AF16Z-30-01-22
112448 | CL02D301TI | CL Series | SERIES CL-Contactor | Look comments | AF16-30-01-13 | Use AF16Z-30-01-23 1SBL176001R2301 when required low inrush current
112448 | CL02D301TI | CL Series | SERIES CL-Contactor | Look comments | AF16Z-30-01-23
112449 | CL02D301TK | CL Series | CL Contactor 18A AC-3 3P Aux 1NC 120-125V DC | Look comments | AF16-30-01-13 | Use AF16Z-30-01-23 1SBL176001R2301 when required low inrush current
112449 | CL02D301TK | CL Series | CL Contactor 18A AC-3 3P Aux 1NC 120-125V DC | Look comments | AF16Z-30-01-23
112450 | CL02D301TP | CL Series | SERIES CL-Contactor | Look comments | AF16-30-01-13 | Use AF16Z-30-01-23 1SBL176001R2301 when required low inrush current
112450 | CL02D301TP | CL Series | SERIES CL-Contactor | Look comments | AF16Z-30-01-23
112452 | CL02D301TT | CL Series | CL Contactor 18A AC-3 3P Aux 1NC 250V DC | Look comments | AF16-30-01-13 | Use AF16Z-30-01-23 1SBL176001R2301 when required low inrush current
112452 | CL02D301TT | CL Series | CL Contactor 18A AC-3 3P Aux 1NC 250V DC | Look comments | AF16Z-30-01-23
112453 | CL02D301TX | CL Series | DC CONTACTOR 3P 1NC 7,5KW 440V | Look comments | AF16-30-01-14
112454 | CL25D300TE | CL Series | SERIES CL-CONTACTOR | Look comments | AF26-30-00-11 | Use AF26Z-30-00-21 1SBL236001R2100 when required low inrush current
112454 | CL25D300TE | CL Series | SERIES CL-CONTACTOR | Look comments | AF26Z-30-00-21
112455 | CL25D300TF | CL Series | SERIES CL-Contactor | Look comments | AF26-30-00-11 | Use AF26Z-30-00-21 1SBL236001R2100 when required low inrush current
112455 | CL25D300TF | CL Series | SERIES CL-Contactor | Look comments | AF26Z-30-00-21
112456 | CL25D300TH | CL Series | SERIES CL-Contactor | Look comments | AF26-30-00-12 | Use AF26Z-30-00-22 1SBL236001R2200 when required low inrush current
112456 | CL25D300TH | CL Series | SERIES CL-Contactor | Look comments | AF26Z-30-00-22
112457 | CL25D300TI | CL Series | SERIES CL-Contactor | Look comments | AF26-30-00-13 | Use AF26Z-30-00-23 1SBL236001R2300 when required low inrush current
112457 | CL25D300TI | CL Series | SERIES CL-Contactor | Look comments | AF26Z-30-00-23
112458 | CL25D300TK | CL Series | SERIES CL-CONTACTOR | Look comments | AF26-30-00-13 | Use AF26Z-30-00-23 1SBL236001R2300 when required low inrush current
112458 | CL25D300TK | CL Series | SERIES CL-CONTACTOR | Look comments | AF26Z-30-00-23
112459 | CL25D300TP | CL Series | SERIES CL-Contactor | Look comments | AF26-30-00-13 | Use AF26Z-30-00-23 1SBL236001R2300 when required low inrush current
112459 | CL25D300TP | CL Series | SERIES CL-Contactor | Look comments | AF26Z-30-00-23
112460 | CL25D300TR | CL Series | SERIES CL-Contactor | Look comments | AF26Z-30-00-23
112461 | CL25D300TT | CL Series | DC CONTACTOR 3P 11KW 250V | Look comments | AF26-30-00-13 | Use AF26Z-30-00-23 1SBL236001R2300 when required low inrush current
112461 | CL25D300TT | CL Series | DC CONTACTOR 3P 11KW 250V | Look comments | AF26Z-30-00-23
112462 | CL25D300TX | CL Series | DC CONTACTOR 3P 11KW 440V | Look comments | AF26-30-00-14
112464 | CL03D310MF | CL Series | CL03D310MF CONT. 42V DC | Look comments | AF26-30-00-11 | Use AF26Z-30-00-21 1SBL236001R2100 when required low inrush current
112464 | CL03D310MF | CL Series | CL03D310MF CONT. 42V DC | Look comments | AF26Z-30-00-21
112465 | CL03D310MH | CL Series | CL03D310MH CONT. 60V DC | Look comments | AF26-30-00-12 | Use AF26Z-30-00-22 1SBL236001R2200 when required low inrush current
112465 | CL03D310MH | CL Series | CL03D310MH CONT. 60V DC | Look comments | AF26Z-30-00-22
112466 | CL03D310MI | CL Series | CL03D310MI CONT. 72V DC | Look comments | AF26-30-00-13 | Use AF26Z-30-00-23 1SBL236001R2300 when required low inrush current
112466 | CL03D310MI | CL Series | CL03D310MI CONT. 72V DC | Look comments | AF26Z-30-00-23
112467 | CL03D310MK | CL Series | CL03D310MK CONT. 120-125V DC | Look comments | AF26-30-00-13 | Use AF26Z-30-00-23 1SBL236001R2300 when required low inrush current
112467 | CL03D310MK | CL Series | CL03D310MK CONT. 120-125V DC | Look comments | AF26Z-30-00-23
112471 | CL03D310MX | CL Series | CL03D310MX CONT. 440V DC | Look comments | AF26-30-00-14
112473 | CL03D301MF | CL Series | CL03D301MF CONT. 42V DC | Look comments | AF26-30-00-11 | Use AF26Z-30-00-21 1SBL236001R2100 when required low inrush current
112473 | CL03D301MF | CL Series | CL03D301MF CONT. 42V DC | Look comments | AF26Z-30-00-21
112476 | CL03D301MK | CL Series | CL03D301MK CONT. 120-125V DC | Look comments | AF26-30-00-13 | Use AF26Z-30-00-23 1SBL236001R2300 when required low inrush current
112476 | CL03D301MK | CL Series | CL03D301MK CONT. 120-125V DC | Look comments | AF26Z-30-00-23
112481 | CL04D310MLG | CL Series | CL04D310MLG CONT. 48VCC spec. | Look comments | AF30-30-00-11 | Use AF30Z-30-00-21 1SBL276001R2100 when required low inrush current
112481 | CL04D310MLG | CL Series | CL04D310MLG CONT. 48VCC spec. | Look comments | AF30Z-30-00-21
112482 | CL04D310MF | CL Series | CL04D310MF CONT. 42V DC | Look comments | AF30-30-00-11 | Use AF30Z-30-00-21 1SBL276001R2100 when required low inrush current
112482 | CL04D310MF | CL Series | CL04D310MF CONT. 42V DC | Look comments | AF30Z-30-00-21
112483 | CL04D310MH | CL Series | CL Contactor 32A AC-3 3P Aux 1NO 60V DC | Look comments | AF30-30-00-12 | Use AF30Z-30-00-22 1SBL276001R2200 when required low inrush current
112483 | CL04D310MH | CL Series | CL Contactor 32A AC-3 3P Aux 1NO 60V DC | Look comments | AF30Z-30-00-22
112484 | CL04D310MI | CL Series | CL Contactor 32A AC-3 3P Aux 1NO 72V DC | Look comments | AF30-30-00-13 | Use AF30Z-30-00-23 1SBL276001R2300 when required low inrush current
112484 | CL04D310MI | CL Series | CL Contactor 32A AC-3 3P Aux 1NO 72V DC | Look comments | AF30Z-30-00-23
112485 | CL04D310MK | CL Series | CL Contactor 32A AC-3 3P Aux 1NO 120-125V DC | Look comments | AF30-30-00-13 | Use AF30Z-30-00-23 1SBL276001R2300 when required low inrush current
112485 | CL04D310MK | CL Series | CL Contactor 32A AC-3 3P Aux 1NO 120-125V DC | Look comments | AF30Z-30-00-23
112488 | CL04D310MT | CL Series | CL Contactor 32A AC-3 3P Aux 1NO 250V DC | Look comments | AF30-30-00-13 | Use AF30Z-30-00-23 1SBL276001R2300 when required low inrush current
112488 | CL04D310MT | CL Series | CL Contactor 32A AC-3 3P Aux 1NO 250V DC | Look comments | AF30Z-30-00-23
112489 | CL04D310MX | CL Series | CL04D310MX CONT. 440V DC | Look comments | AF30-30-00-14
112492 | CL04D301MH | CL Series | CL Contactor 32A AC-3 3P Aux 1NC 60V DC | Look comments | AF30-30-00-12 | Use AF30Z-30-00-22 1SBL276001R2200 when required low inrush current
112492 | CL04D301MH | CL Series | CL Contactor 32A AC-3 3P Aux 1NC 60V DC | Look comments | AF30Z-30-00-22
112494 | CL04D301MK | CL Series | CL Contactor 32A AC-3 3P Aux 1NC 120-125V DC | Look comments | AF30-30-00-13 | Use AF30Z-30-00-23 1SBL276001R2300 when required low inrush current
112494 | CL04D301MK | CL Series | CL Contactor 32A AC-3 3P Aux 1NC 120-125V DC | Look comments | AF30Z-30-00-23
112499 | CL45D300ME | CL Series | CL45D300ME CONT. 36V DC | Look comments | AF38-30-00-11 | Use AF40-30-00-11 1SBL347001R1100 for AC-3 applications above 38A
112499 | CL45D300ME | CL Series | CL45D300ME CONT. 36V DC | Look comments | AF40-30-00-11
112500 | CL45D300MF | CL Series | CL45D300MF CONT. 42V DC | Look comments | AF38-30-00-11 | Use AF40-30-00-11 1SBL347001R1100 for AC-3 applications above 38A
112500 | CL45D300MF | CL Series | CL45D300MF CONT. 42V DC | Look comments | AF40-30-00-11
112503 | CL10E300MF | CL Series | CL10E300MF CONT. 42-48V DC | Look comments | AF116-30-00-11
112512 | CL01D400TE | CL Series | SERIES CL-Contactor | Look comments | AF09-40-00-11 | Use AF09Z-40-00-21 1SBL136201R2100 when required low inrush current
112512 | CL01D400TE | CL Series | SERIES CL-Contactor | Look comments | AF09Z-40-00-21
112514 | CL01D400TH | CL Series | CL Contactor 25A AC-1 4P 60V DC | Look comments | AF09-40-00-12 | Use AF09Z-40-00-22 1SBL136201R2200 when required low inrush current
112514 | CL01D400TH | CL Series | CL Contactor 25A AC-1 4P 60V DC | Look comments | AF09Z-40-00-22
112515 | CL01D400TI | CL Series | SERIES CL-Contactor | Look comments | AF09-40-00-13 | Use AF09Z-40-00-23 1SBL136201R2300 when required low inrush current
112515 | CL01D400TI | CL Series | SERIES CL-Contactor | Look comments | AF09Z-40-00-23
112516 | CL01D400TK | CL Series | CL Contactor 25A AC-1 4P 120V DC | Look comments | AF09-40-00-13 | Use AF09Z-40-00-23 1SBL136201R2300 when required low inrush current
112516 | CL01D400TK | CL Series | CL Contactor 25A AC-1 4P 120V DC | Look comments | AF09Z-40-00-23
112519 | CL01D400TT | CL Series | CL Contactor 25A AC-1 4P 250V DC | Look comments | AF09-40-00-13 | Use AF09Z-40-00-23 1SBL136201R2300 when required low inrush current
112519 | CL01D400TT | CL Series | CL Contactor 25A AC-1 4P 250V DC | Look comments | AF09Z-40-00-23
112520 | CL01D400TX | CL Series | DC CONTACTOR 4P 5,5KW 440V | Look comments | AF09-40-00-14
112522 | CL02D400TF | CL Series | SERIES CL-Contactor | Look comments | AF16-40-00-11 | Use AF16Z-40-00-21 1SBL176201R2100 when required low inrush current
112522 | CL02D400TF | CL Series | SERIES CL-Contactor | Look comments | AF16Z-40-00-21
112525 | CL02D400TK | CL Series | CL Contactor 32A AC-1 4P 120V DC | Look comments | AF16-40-00-13 | Use AF16Z-40-00-23 1SBL176201R2300 when required low inrush current
112525 | CL02D400TK | CL Series | CL Contactor 32A AC-1 4P 120V DC | Look comments | AF16Z-40-00-23
112528 | CL02D400TT | CL Series | CL Contactor 32A AC-1 4P 250V DC | Look comments | AF16-40-00-13 | Use AF16Z-40-00-23 1SBL176201R2300 when required low inrush current
112528 | CL02D400TT | CL Series | CL Contactor 32A AC-1 4P 250V DC | Look comments | AF16Z-40-00-23
112532 | CL03D400MH | CL Series | CL Contactor 45A AC-1 4P 60V DC | Look comments | AF26-40-00-12 | Use AF26Z-40-00-22 1SBL236201R2200 when required low inrush current
112532 | CL03D400MH | CL Series | CL Contactor 45A AC-1 4P 60V DC | Look comments | AF26Z-40-00-22
112534 | CL03D400MK | CL Series | CL Contactor 45A AC-1 4P 120V DC | Look comments | AF26-40-00-13 | Use AF26Z-40-00-23 1SBL236201R2300 when required low inrush current
112534 | CL03D400MK | CL Series | CL Contactor 45A AC-1 4P 120V DC | Look comments | AF26Z-40-00-23
112537 | CL03D400MT | CL Series | CL Contactor 45A AC-1 4P 250V DC | Look comments | AF26-40-00-13 | Use AF26Z-40-00-23 1SBL236201R2300 when required low inrush current
112537 | CL03D400MT | CL Series | CL Contactor 45A AC-1 4P 250V DC | Look comments | AF26Z-40-00-23
112538 | CL04D400MWD | CL Series | CL Contactor 60A AC-1 4P 24V DC WVR | Look comments | AF38-40-00-11 | Use AF38Z-40-00-21 1SBL296201R2100 when required low inrush current
112538 | CL04D400MWD | CL Series | CL Contactor 60A AC-1 4P 24V DC WVR | Look comments | AF38Z-40-00-21
112539 | CL04D400ME | CL Series | CL CONT 60A 4P 36V DC | Look comments | AF38-40-00-11 | Use AF38Z-40-00-21 1SBL296201R2100 when required low inrush current
112539 | CL04D400ME | CL Series | CL CONT 60A 4P 36V DC | Look comments | AF38Z-40-00-21
112540 | CL04D400MF | CL Series | CL04D400MF CONT. 42V DC | Look comments | AF38-40-00-11 | Use AF38Z-40-00-21 1SBL296201R2100 when required low inrush current
112540 | CL04D400MF | CL Series | CL04D400MF CONT. 42V DC | Look comments | AF38Z-40-00-21
112541 | CL04D400MH | CL Series | CL Contactor 60A AC-1 4P 60V DC | Look comments | AF38-40-00-12 | Use AF38Z-40-00-22 1SBL296201R2200 when required low inrush current
112541 | CL04D400MH | CL Series | CL Contactor 60A AC-1 4P 60V DC | Look comments | AF38Z-40-00-22
112542 | CL04D400MWJ | CL Series | CL Contactor 60A AC-1 4P 110V DC WVR | Look comments | AF38-40-00-12 | Use AF38Z-40-00-22 1SBL296201R2200 when required low inrush current
112542 | CL04D400MWJ | CL Series | CL Contactor 60A AC-1 4P 110V DC WVR | Look comments | AF38Z-40-00-22
112543 | CL04D400MK | CL Series | CL Contactor 60A AC-1 4P 120V DC | Look comments | AF38-40-00-13 | Use AF38Z-40-00-23 1SBL296201R2300 when required low inrush current
112543 | CL04D400MK | CL Series | CL Contactor 60A AC-1 4P 120V DC | Look comments | AF38Z-40-00-23
112544 | CL04D400MP | CL Series | CL04D400MP CONT. 230V DC | Look comments | AF38-40-00-13 | Use AF38Z-40-00-23 1SBL296201R2300 when required low inrush current
112544 | CL04D400MP | CL Series | CL04D400MP CONT. 230V DC | Look comments | AF38Z-40-00-23
112546 | CL04D400MT | CL Series | CL Contactor 60A AC-1 4P 250V DC | Look comments | AF38-40-00-13 | Use AF38Z-40-00-23 1SBL296201R2300 when required low inrush current
112546 | CL04D400MT | CL Series | CL Contactor 60A AC-1 4P 250V DC | Look comments | AF38Z-40-00-23
112550 | CL05E400MF | CL Series | CL05E400MF CONT. 42-48V AC/DC | Look comments | AF52-40-00-11 | Use AF80-40-00-11 1SBL397201R1100 for UL general use application higher than 80 A
112550 | CL05E400MF | CL Series | CL05E400MF CONT. 42-48V AC/DC | Look comments | AF80-40-00-11
112560 | CL07E400MWN | CL Series | CL07E400MWN CONT. 220V W.V.R. | Look comments | AF80-40-00-13
112561 | CL07E400MF | CL Series | CL07E400MF CONT. 42-48V DC | Look comments | AF80-40-00-11
112563 | CL07E400MH | CL Series | CL07E400MH CONT. 60-72V AC/DC | Look comments | AF75-40-00 48...130 V AC/DC (coil 69)
112572 | CL09E400MF | CL Series | CL CONT 140A 4P 42-48V AC/DC | Look comments | AF116B-40-22-11
112574 | CL09E400MH | CL Series | CL09E400MH CONT. 60-72V AC/DC | Look comments | AF116B-40-22-12
112585 | CL01DB00TK | CL Series | CL Contactor 12A AC-3 2NO+2NC 120-125V DC | Look comments | AF09-22-00-13 | Use AF09Z-22-00-23 1SBL136501R2300 when required low inrush current
112585 | CL01DB00TK | CL Series | CL Contactor 12A AC-3 2NO+2NC 120-125V DC | Look comments | AF09Z-22-00-23
112588 | CL01DB00TT | CL Series | CL Contactor 12A AC-3 2NO+2NC 250V DC | Look comments | AF09-22-00-13 | Use AF09Z-22-00-23 1SBL136501R2300 when required low inrush current
112588 | CL01DB00TT | CL Series | CL Contactor 12A AC-3 2NO+2NC 250V DC | Look comments | AF09Z-22-00-23
112590 | CL02DB00TE | CL Series | 10HP@480V 2NO/2NC 36VDC COIL | Look comments | AF16-22-00-11 | Use AF16Z-22-00-21 1SBL176501R2100 when required low inrush current
112590 | CL02DB00TE | CL Series | 10HP@480V 2NO/2NC 36VDC COIL | Look comments | AF16Z-22-00-21
112594 | CL02DB00TK | CL Series | CL Contactor 18A AC-3 2NO+2NC 120-125V DC | Look comments | AF16-22-00-13 | Use AF16Z-22-00-23 1SBL176501R2300 when required low inrush current
112594 | CL02DB00TK | CL Series | CL Contactor 18A AC-3 2NO+2NC 120-125V DC | Look comments | AF16Z-22-00-23
112601 | CL03DB00MH | CL Series | CL Contactor 25A AC-3 2NO+2NC 60V DC | Look comments | AF26-22-00-12 | Use AF26Z-22-00-22 1SBL236501R2200 when required low inrush current
112601 | CL03DB00MH | CL Series | CL Contactor 25A AC-3 2NO+2NC 60V DC | Look comments | AF26Z-22-00-22
112603 | CL03DB00MK | CL Series | CL Contactor 25A AC-3 2NO+2NC 120-125V DC | Look comments | AF26-22-00-13 | Use AF26Z-22-00-23 1SBL236501R2300 when required low inrush current
112603 | CL03DB00MK | CL Series | CL Contactor 25A AC-3 2NO+2NC 120-125V DC | Look comments | AF26Z-22-00-23
112606 | CL03DB00MT | CL Series | CL Contactor 25A AC-3 2NO+2NC V DC | Look comments | AF26-22-00-13 | Use AF26Z-22-00-23 1SBL236501R2300 when required low inrush current
112606 | CL03DB00MT | CL Series | CL Contactor 25A AC-3 2NO+2NC V DC | Look comments | AF26Z-22-00-23
112612 | CL04DB00MK | CL Series | CL Contactor 32A AC-3 2NO+2NC 120-125V DC | Look comments | AF38-22-00-13 | Use AF38Z-22-00-23 1SBL296501R2300 when required low inrush current
112612 | CL04DB00MK | CL Series | CL Contactor 32A AC-3 2NO+2NC 120-125V DC | Look comments | AF38Z-22-00-23
112619 | CL05EB00MF | CL Series | CL05EB00MF CONT. 42-48V AC/DC | Look comments | AF40-22-00-11 | Use AF80-22-00-11 1SBL397501R1100 for AC-1 applications higher than 70A
112619 | CL05EB00MF | CL Series | CL05EB00MF CONT. 42-48V AC/DC | Look comments | AF80-22-00-11
112630 | CL07EB00MF | CL Series | CL CONT 65A 2NO 2NC 42-48V AC/DC | Look comments | AF75-22-00 20...60 V DC (coil 72)
112632 | CL07EB00MH | CL Series | CL07EB00MH CONT. 60-72V AC/DC | Look comments | AF75-22-00 48…130 V AC/DC
112641 | CL08EB00MF | CL Series | CL08EB00MF CONT. 42-48V50-60 DC | Look comments | AF80-22-00-11
112650 | LB1DE | CL Series | COIL DC 36 VOLTS | Look comments | Look comments | No Coil Spare part available
112652 | LB1DH | CL Series | DC COIL 60V | Look comments | Look comments | No Coil Spare part available
112654 | LB1DK | CL Series | COIL | Look comments | Look comments | No Coil Spare part available
112657 | LB1DT | CL Series | DC COIL 250V | Look comments | Look comments | No Coil Spare part available
112663 | LB3DK | CL Series | COIL 120-125V DC | Look comments | Look comments | No Coil Spare part available
112666 | LB3DT | CL Series | CL Spare part coil 250V DC (CL03…CL05) | Look comments | Look comments | No Coil Spare part available
112684 | CL25A310TK | CL Series | 15HP@480V 3P 127V 50 HZ COIL | Look comments | Look comments | Ask GPM… Active product with no sales in EPIS 2017 and 2018
112695 | CL25A310T1 | CL Series | CL25A310T1 | Look comments | AF26ZB-30-00-21
112697 | CL25A310T3 | CL Series | SERIES CL-CONTACTOR 3 POLE 110V | Look comments | AF26-30-00-12
112699 | CL25A310T5 | CL Series | IEC CONTACTOR 3NO 1NC | Look comments | AF26-30-00-13
112700 | CL25A310T6 | CL Series | IEC CONTACTOR 3NO 1NC | Look comments | AF26-30-00-13
112735 | CL45A310MS | CL Series | 25@460V 3P 240V 60 HZ COIL | Look comments | AF38-30-00-13 | Use AF40-30-00-13 1SBL347001R1300 for AC-3 applications above 38A
112735 | CL45A310MS | CL Series | 25@460V 3P 240V 60 HZ COIL | Look comments | AF40-30-00-13
112799 | CL25A300T6MP | CL Series | CONTACTOR 3P 25A 230V 50/60HZ AC COIL | Look comments | AF26-30-00-13
112803 | CL45A311MJ | CL Series | CL45A311MJ CONT. 110V50 120V60 | Look comments | AF38-30-11-13 | Use AF40-30-11-13 1SBL347001R1311 for AC-3 applications above 38A
112803 | CL45A311MJ | CL Series | CL45A311MJ CONT. 110V50 120V60 | Look comments | AF40-30-11-13
112804 | CL45A311MN | CL Series | CL45A311MN CONT. 220V50 240V60 | Look comments | AF38-30-11-13 | Use AF40-30-11-13 1SBL347001R1311 for 277V 60Hz control voltage
112804 | CL45A311MN | CL Series | CL45A311MN CONT. 220V50 240V60 | Look comments | AF40-30-11-13
112805 | CL45A311MU | CL Series | CL45A311MU CONT. 380-400V50 480V60 | Look comments | AF38-30-11-14 | Use AF40-30-11-14 1SBL347001R1411 for AC-3 applications above 38A
112805 | CL45A311MU | CL Series | CL45A311MU CONT. 380-400V50 480V60 | Look comments | AF40-30-11-14
112809 | CL45A311M1S | CL Series | 3P 40A AC3 CONT. COIL 24V. LEFT AUX 1+1 | Look comments | AF38-30-00-11 | Use AF40-30-00-11 1SBL347001R1100 for AC-3 applications above 38A
112809 | CL45A311M1S | CL Series | 3P 40A AC3 CONT. COIL 24V. LEFT AUX 1+1 | Look comments | AF40-30-00-11
112810 | CL45A311MK | CL Series | CL45A311MK CONT. 127V50 | Look comments | AF38-30-11-13 | Use AF40-30-11-13 1SBL347001R1311 for AC-3 applications above 38A
112810 | CL45A311MK | CL Series | CL45A311MK CONT. 127V50 | Look comments | AF40-30-11-13
112816 | CL45A311MV | CL Series | CL45A311MV CONT. 440V60 | Look comments | AF38-30-00-14 | Use AF40-30-00-14 1SBL347001R1400 for AC-3 applications above 38A
112816 | CL45A311MV | CL Series | CL45A311MV CONT. 440V60 | Look comments | AF40-30-00-14
112817 | CL45A311MW | CL Series | CL45A311MW CONT. 415V50 | Look comments | AF38-30-00-14 | Use AF40-30-00-14 1SBL347001R1400 for AC-3 applications above 38A
112817 | CL45A311MW | CL Series | CL45A311MW CONT. 415V50 | Look comments | AF40-30-00-14
112819 | CL45A311MY | CL Series | CL CONT. 3P 40A 1NO 1NC 500V50 600V60 | Look comments | AF38-30-11-14 | Use AF40-30-11-14 1SBL347001R1411 for AC-3 applications above 38A
112819 | CL45A311MY | CL Series | CL CONT. 3P 40A 1NO 1NC 500V50 600V60 | Look comments | AF40-30-11-14
112821 | CL45A311M1 | CL Series | CL45A311M1 CONT. 24V50-60 | Look comments | AF38-30-11-11 | Use AF40-30-11-11 1SBL347001R1111 for AC-3 applications above 38A
112821 | CL45A311M1 | CL Series | CL45A311M1 CONT. 24V50-60 | Look comments | AF40-30-11-11
112822 | CL45A311M2 | CL Series | CL45A311M2 CONT. 42V50-60 | Look comments | AF38-30-11-11 | Use AF40-30-11-11 1SBL347001R1111 for AC-3 applications above 38A
112822 | CL45A311M2 | CL Series | CL45A311M2 CONT. 42V50-60 | Look comments | AF40-30-11-11
112823 | CL45A311M3 | CL Series | CL45A311M3 CONT. 110-115V50-60 | Look comments | AF38-30-11-13 | Use AF40-30-11-13 1SBL347001R1311 for AC-3 applications above 38A
112823 | CL45A311M3 | CL Series | CL45A311M3 CONT. 110-115V50-60 | Look comments | AF40-30-11-13
112824 | CL45A311M4 | CL Series | CL45A311M4 CONT. 120V50-60 | Look comments | AF38-30-11-13 | Use AF40-30-11-13 1SBL347001R1311 for AC-3 applications above 38A
112824 | CL45A311M4 | CL Series | CL45A311M4 CONT. 120V50-60 | Look comments | AF40-30-11-13
112825 | CL45A311M5 | CL Series | CL45A311M5 CONT. 220V50-60 | Look comments | AF38-30-11-13 | Use AF40-30-11-13 1SBL347001R1311 for AC-3 applications above 38A
112825 | CL45A311M5 | CL Series | CL45A311M5 CONT. 220V50-60 | Look comments | AF40-30-11-13
112826 | CL45A311M6 | CL Series | CL45A311M6 CONT. 230V50-60 | Look comments | AF38-30-11-13 | Use AF40-30-11-13 1SBL347001R1311 for AC-3 applications above 38A
112826 | CL45A311M6 | CL Series | CL45A311M6 CONT. 230V50-60 | Look comments | AF40-30-11-13
112827 | CL45A311M7 | CL Series | CL45A311M7 CONT. 240V50-60 | Look comments | AF38-30-11-13 | Use AF40-30-11-13 1SBL347001R1311 for AC-3 applications above 38A
112827 | CL45A311M7 | CL Series | CL45A311M7 CONT. 240V50-60 | Look comments | AF40-30-11-13
112828 | CL45A311M8 | CL Series | CL45A311M8 CONT. 440V50-60 | Look comments | AF38-30-00-14 | Use AF40-30-00-14 1SBL347001R1400 for AC-3 applications above 38A
112828 | CL45A311M8 | CL Series | CL45A311M8 CONT. 440V50-60 | Look comments | AF40-30-00-14
112830 | CL45D300MH | CL Series | CL45D300MH CONT. 60V DC | Look comments | AF38-30-00-12 | Use AF40-30-00-12 1SBL347001R1200 for AC-3 applications above 38A
112830 | CL45D300MH | CL Series | CL45D300MH CONT. 60V DC | Look comments | AF40-30-00-12
112831 | CL45D300MI | CL Series | CL45D300MI CONT. 72V DC | Look comments | AF38-30-00-13 | Use AF40-30-00-13 1SBL347001R1300 for AC-3 applications above 38A
112831 | CL45D300MI | CL Series | CL45D300MI CONT. 72V DC | Look comments | AF40-30-00-13
112832 | CL45D300MK | CL Series | CL45D300MK CONT. 120-125V DC | Look comments | AF38-30-00-13 | Use AF40-30-00-13 1SBL347001R1300 for AC-3 applications above 38A
112832 | CL45D300MK | CL Series | CL45D300MK CONT. 120-125V DC | Look comments | AF40-30-00-13
112835 | CL45D300MT | CL Series | CL45D300MT CONT. 250V DC | Look comments | AF38-30-00-13 | Use AF40-30-00-13 1SBL347001R1300 for AC-3 applications above 38A
112835 | CL45D300MT | CL Series | CL45D300MT CONT. 250V DC | Look comments | AF40-30-00-13
112836 | CL45D300MX | CL Series | CL45D300MX CONT. 440V= | Look comments | AF38-30-00-14 | Use AF40-30-00-14 1SBL347001R1400 for AC-3 applications above 38A
112836 | CL45D300MX | CL Series | CL45D300MX CONT. 440V= | Look comments | AF40-30-00-14
112839 | CL06E300MF | CL Series | CL06E300MF CONT. 42-48V AC/DC | Look comments | AF52-30-00-11
112841 | CL06E300MH | CL Series | CL06E300MH CONT. 60-72V AC/DC | Look comments | AF52-30-00-12
112850 | CL07E300MF | CL Series | CL07E300MF CONT. 42-48V DC | Look comments | AF65-30-00-11
112852 | CL07E300MH | CL Series | CL07E300MH CONT. 60-72V AC/DC | Look comments | AF63-30-00RT 48...130 V AC/DC (coil 69)
112861 | CL08E300MF | CL Series | CL08E300MF CONT.IP00 42-48V50-60 DC | Look comments | AF80-30-00-11
112872 | CL09E300MF | CL Series | CL09E300MF CONTACTOR COIL 42-48V AC/DC | Look comments | AF96-30-00-11
112874 | CL09E300MH | CL Series | CL09E300MH CONT. 60-72V AC/DC | Look comments | AF96-30-00-12
112889 |  | AEG MMS | Mbs 25 0,25-0,4 A Wapro | Look comments | MS116-0.4
112890 |  | AEG MMS | Mbs 25 0,4-0,63 A Wapro | Look comments | MS116-0.63
112891 |  | AEG MMS | Mbs 25 0,63-1 A Wapro | Look comments | MS116-1.0
112892 |  | AEG MMS | Mbs 25 1-1,6 A Wapro | Look comments | MS116-1.6
112893 |  | AEG MMS | Mbs 25 1,6-2,5 A Wapro | Look comments | MS116-2.5
112894 |  | AEG MMS | Mbs 25 2,5-4 A Wapro | Look comments | MS116-4.0
112895 |  | AEG MMS | Mbs 25 4-6,3 A Wapro | Look comments | MS116-6.3
112896 |  | AEG MMS | Mbs 25 6,3-10 A Wapro | Look comments | MS116-10
112897 |  | AEG MMS | Mbs 25 10-16 A Wapro | Look comments | MS116-16
112898 |  | AEG MMS | Mbs 25 16-20 A Wapro | Look comments | MS116-20
112899 |  | AEG MMS | Mbs 25 20-25 A Wapro | Look comments | MS116-25
112989 | RMLFB | CL Series | CL Mechanical latch blocks 12V DC | Look comments | Look comments | Ask GPM… Active product with no sales in EPIS 2017 and 2018
112992 | RMLFD | CL Series | CL Mechanical latch blocks 24-32V AC | Look comments | WA4-11
112993 | RMLFG | CL Series | CL Mechanical latch blocks 42-48V AC | Look comments | WA4-12
112994 | RMLFJ | CL Series | CL Mechanical latch blocks 110-127V AC | Look comments | WA4-13
112995 | RMLFN | CL Series | CL Mechanical latch blocks 220-240V AC | Look comments | WA4-13 | Use WA4-14 1SBN040100R1014 for 277V 60Hz control voltage
112995 | RMLFN | CL Series | CL Mechanical latch blocks 220-240V AC | Look comments | WA4-14
112996 | RMLFU | CL Series | CL Mechanical latch blocks 380-480V AC | Look comments | WA4-14
112999 | RL4RD004RK | CL Series - RELAY | RELE' AUX 4NC 120/125V DC | Look comments | NFZB44ERT-23
113000 | RL4RD040TB | CL Series - RELAY | RL Auxiliary contactor 20A 4NO Screw terminal 12V DC | Look comments | NFZ40E-20
113001 | BTLFX | CL Series | CL Sealing cover protection for pneumatic timer | Look comments | Look comments | No Need
113002 | RL4RD022TWJ | CL Series - RELAY | RL Auxiliary contactor 20A 2NO+2NC Screw terminal 110V DC WVR | Look comments | NF22E-12 | Use NFZ22E-22 1SBH136001R2222 for low inrush current
113002 | RL4RD022TWJ | CL Series - RELAY | RL Auxiliary contactor 20A 2NO+2NC Screw terminal 110V DC WVR | Look comments | NFZ22E-22
113003 | RL4RD031TWI | CL Series - RELAY | DC AUX. RELAY 4P 3A+1C 722V | Look comments | NF31E-12 | Use NFZ31E-22 1SBH136001R2231 for low inrush current
113003 | RL4RD031TWI | CL Series - RELAY | DC AUX. RELAY 4P 3A+1C 722V | Look comments | NFZ31E-22
113004 | RL4RD022TWI | CL Series - RELAY | RL Auxiliary contactor 20A 2NO+2NC Screw terminal 72V DC WVR | Look comments | NF22E-12 | Use NFZ22E-22 1SBH136001R2222 for low inrush current
113004 | RL4RD022TWI | CL Series - RELAY | RL Auxiliary contactor 20A 2NO+2NC Screw terminal 72V DC WVR | Look comments | NFZ22E-22
113005 | RL4RD040TWI | CL Series - RELAY | DC AUX. RELAY 4P 4A 722V | Look comments | NF40E-12 | Use NFZ40E-22 1SBH136001R2240 for low inrush current
113005 | RL4RD040TWI | CL Series - RELAY | DC AUX. RELAY 4P 4A 722V | Look comments | NFZ40E-22
113006 | RL4RD040TD | CL Series - RELAY | RL Auxiliary contactor 20A 4NO Screw terminal 24V DC | Look comments | NF40E-11 | Use NFZ40E-21 1SBH136001R2140 for low inrush current
113006 | RL4RD040TD | CL Series - RELAY | RL Auxiliary contactor 20A 4NO Screw terminal 24V DC | Look comments | NFZ40E-21
113007 | RL4RD040TG | CL Series - RELAY | RL Auxiliary contactor 20A 4NO Screw terminal 48V DC | Look comments | NF40E-12 | Use NFZ40E-22 1SBH136001R2240 for low inrush current
113007 | RL4RD040TG | CL Series - RELAY | RL Auxiliary contactor 20A 4NO Screw terminal 48V DC | Look comments | NFZ40E-22
113008 | RL4RD040TJ | CL Series - RELAY | RL Auxiliary contactor 20A 4NO Screw terminal 110V DC | Look comments | NF40E-13 | Use NFZ40E-23 1SBH136001R2340 for low inrush current
113008 | RL4RD040TJ | CL Series - RELAY | RL Auxiliary contactor 20A 4NO Screw terminal 110V DC | Look comments | NFZ40E-23
113009 | RL4RD040TN | CL Series - RELAY | RL Auxiliary contactor 20A 4NO Screw terminal 220V DC | Look comments | NF40E-13 | Use NFZ40E-23 1SBH136001R2340 for low inrush current
113009 | RL4RD040TN | CL Series - RELAY | RL Auxiliary contactor 20A 4NO Screw terminal 220V DC | Look comments | NFZ40E-23
113010 | RL4RD031TB | CL Series - RELAY | RL Auxiliary contactor 20A 3NO+1NC Screw terminal 12V DC | Look comments | NFZ31E-20
113011 | RL4RD031RWI | CL Series - RELAY | RELE' AUX. 72VCC +/-30% RT | Look comments | NFZB31ERT-22
113012 | RL4RD040TWD | CL Series - RELAY | RL4RD040TWD Relè aux. 24Vdc WR | Look comments | NF40E-11 | Use NFZ40E-21 1SBH136001R2140 for low inrush current
113012 | RL4RD040TWD | CL Series - RELAY | RL4RD040TWD Relè aux. 24Vdc WR | Look comments | NFZ40E-21
113013 | RL4RD031TWD | CL Series - RELAY | RL4RD031TWD Relè aux. 24Vdc WR | Look comments | NF31E-11 | Use NFZ31E-21 1SBH136001R2131 for low inrush current
113013 | RL4RD031TWD | CL Series - RELAY | RL4RD031TWD Relè aux. 24Vdc WR | Look comments | NFZ31E-21
113014 | RL4RD022TWD | CL Series - RELAY | RL4RD022TWD Relè aux. 24Vdc WR | Look comments | NF22E-11 | Use NFZ22E-21 1SBH136001R2122 for low inrush current
113014 | RL4RD022TWD | CL Series - RELAY | RL4RD022TWD Relè aux. 24Vdc WR | Look comments | NFZ22E-21
113015 | RL4RD031TWJ | CL Series - RELAY | RL4RD031TWJ Relè aux. 110Vdc WR | Look comments | NF31E-12 | Use NFZ31E-22 1SBH136001R2231 for low inrush current
113015 | RL4RD031TWJ | CL Series - RELAY | RL4RD031TWJ Relè aux. 110Vdc WR | Look comments | NFZ31E-22
113016 | RL4RD031TD | CL Series - RELAY | RL Auxiliary contactor 20A 3NO+1NC Screw terminal 24V DC | Look comments | NF31E-11 | Use NFZ31E-21 1SBH136001R2131 for low inrush current
113016 | RL4RD031TD | CL Series - RELAY | RL Auxiliary contactor 20A 3NO+1NC Screw terminal 24V DC | Look comments | NFZ31E-21
113017 | RL4RD031TG | CL Series - RELAY | RL Auxiliary contactor 20A 3NO+1NC Screw terminal 48V DC | Look comments | NF31E-12 | Use NFZ31E-22 1SBH136001R2231 for low inrush current
113017 | RL4RD031TG | CL Series - RELAY | RL Auxiliary contactor 20A 3NO+1NC Screw terminal 48V DC | Look comments | NFZ31E-22
113018 | RL4RD031TJ | CL Series - RELAY | RL Auxiliary contactor 20A 3NO+1NC Screw terminal 110V DC | Look comments | NF31E-13 | Use NFZ31E-23 1SBH136001R2331 for low inrush current
113018 | RL4RD031TJ | CL Series - RELAY | RL Auxiliary contactor 20A 3NO+1NC Screw terminal 110V DC | Look comments | NFZ31E-23
113019 | RL4RD031TN | CL Series - RELAY | RL Auxiliary contactor 20A 3NO+1NC Screw terminal 220V DC | Look comments | NF31E-13 | Use NFZ31E-23 1SBH136001R2331 for low inrush current
113019 | RL4RD031TN | CL Series - RELAY | RL Auxiliary contactor 20A 3NO+1NC Screw terminal 220V DC | Look comments | NFZ31E-23
113020 | RL4RD022TB | CL Series - RELAY | RL Auxiliary contactor 20A 2NO+2NC Screw terminal 12V DC | Look comments | NFZ22E-20
113025 | RL4RD022RG | CL Series - RELAY | RL Auxiliary contactor 20A 2NO+2NC Ring terminal 48V DC | Look comments | NFZB22ERT-22
113026 | RL4RD022TD | CL Series - RELAY | RL Auxiliary contactor 20A 2NO+2NC Screw terminal 24V DC | Look comments | NF22E-11 | Use NFZ22E-21 1SBH136001R2122 for low inrush current
113026 | RL4RD022TD | CL Series - RELAY | RL Auxiliary contactor 20A 2NO+2NC Screw terminal 24V DC | Look comments | NFZ22E-21
113027 | RL4RD022TG | CL Series - RELAY | RL Auxiliary contactor 20A 2NO+2NC Screw terminal 48V DC | Look comments | NF22E-12 | Use NFZ22E-22 1SBH136001R2222 for low inrush current
113027 | RL4RD022TG | CL Series - RELAY | RL Auxiliary contactor 20A 2NO+2NC Screw terminal 48V DC | Look comments | NFZ22E-22
113028 | RL4RD022TJ | CL Series - RELAY | RL Auxiliary contactor 20A 2NO+2NC Screw terminal 110V DC | Look comments | NF22E-13 | Use NFZ22E-23 1SBH136001R2322 for low inrush current
113028 | RL4RD022TJ | CL Series - RELAY | RL Auxiliary contactor 20A 2NO+2NC Screw terminal 110V DC | Look comments | NFZ22E-23
113029 | RL4RD022TN | CL Series - RELAY | RL Auxiliary contactor 20A 2NO+2NC Screw terminal 220V DC | Look comments | NF22E-13 | Use NFZ22E-23 1SBH136001R2322 for low inrush current
113029 | RL4RD022TN | CL Series - RELAY | RL Auxiliary contactor 20A 2NO+2NC Screw terminal 220V DC | Look comments | NFZ22E-23
113030 | RL4RD004TB | CL Series - RELAY | RL Auxiliary contactor 20A 4NC Screw terminal 12V DC | Look comments | NFZ44E-20
113035 | RL4RD022TU | CL Series - RELAY | RELAY 2NO 2NC DC COIL 380-400V 50Hz | Look comments | Look comments | Ask GPM… Active product with no sales in EPIS 2017 and 2018
113036 | RL4RD004TD | CL Series - RELAY | RL Auxiliary contactor 20A 4NC Screw terminal 24V DC | Look comments | NF44E-11 | Use NZ44E-21 1SBH136001R2144 for low inrush current. NF44 is 2stack with 4NO+4NC
113036 | RL4RD004TD | CL Series - RELAY | RL Auxiliary contactor 20A 4NC Screw terminal 24V DC | Look comments | NFZ44E-21 | NF44 is 2stack with 4NO+4NC
113037 | RL4RD004TG | CL Series - RELAY | RL Auxiliary contactor 20A 4NC Screw terminal 48V DC | Look comments | NF44E-12 | Use NZ44E-22 1SBH136001R2244 for low inrush current. NF44 is 2stack with 4NO+4NC
113037 | RL4RD004TG | CL Series - RELAY | RL Auxiliary contactor 20A 4NC Screw terminal 48V DC | Look comments | NFZ44E-22 | NF44 is 2stack with 4NO+4NC
113038 | RL4RD004TJ | CL Series - RELAY | RL Auxiliary contactor 20A 4NC Screw terminal 110V DC | Look comments | NF44E-13 | Use NZ44E-23 1SBH136001R2344 for low inrush current. NF44 is 2stack with 4NO+4NC
113038 | RL4RD004TJ | CL Series - RELAY | RL Auxiliary contactor 20A 4NC Screw terminal 110V DC | Look comments | NFZ44E-23 | NF44 is 2stack with 4NO+4NC
113039 | RL4RD004TN | CL Series - RELAY | RL Auxiliary contactor 20A 4NC Screw terminal 220V DC | Look comments | NF44E-13 | Use NZ44E-23 1SBH136001R2344 for low inrush current. NF44 is 2stack with 4NO+4NC
113039 | RL4RD004TN | CL Series - RELAY | RL Auxiliary contactor 20A 4NC Screw terminal 220V DC | Look comments | NFZ44E-23 | NF44 is 2stack with 4NO+4NC
113040 | RL4RD022GB | AEG Contactors | RL Auxiliary contactor 20A 2NO+2NC Screw terminal 12V DC | Look comments | NFZ33/11-20
113041 | RL4GD040TWD | CL Series - RELAY | SH5.40 24V DC +/- 30% | Look comments | NF40E-11 | Use NFZ40E-21 1SBH136001R2140 for low inrush current
113041 | RL4GD040TWD | CL Series - RELAY | SH5.40 24V DC +/- 30% | Look comments | NFZ40E-21
113046 | RL4RD022GD | AEG Contactors | RL Auxiliary contactor 20A 2NO+2NC Screw terminal 24V DC | Look comments | NF22E-11 | Use NFZ33/11-21 1SBH136001R2139 for low inrush current
113046 | RL4RD022GD | AEG Contactors | RL Auxiliary contactor 20A 2NO+2NC Screw terminal 24V DC | Look comments | NFZ33/11-21
113047 | RL4RD022GG | AEG Contactors | RL Auxiliary contactor 20A 2NO+2NC Screw terminal 48V DC | Look comments | NF22E-12 | Use NFZ33/11-22 1SBH136001R2239 for low inrush current
113047 | RL4RD022GG | AEG Contactors | RL Auxiliary contactor 20A 2NO+2NC Screw terminal 48V DC | Look comments | NFZ33/11-22
113048 | RL4RD022GJ | AEG Contactors | RL Auxiliary contactor 20A 2NO+2NC Screw terminal 110V DC | Look comments | NF22E-13 | Use NFZ33/11-23 1SBH136001R2339 for low inrush current
113048 | RL4RD022GJ | AEG Contactors | RL Auxiliary contactor 20A 2NO+2NC Screw terminal 110V DC | Look comments | NFZ33/11-23
113049 | SH5.22D19 | AEG Contactors | DC AUX. RELAY 2A-A-2C-R 220V | Look comments | NF22E-13 | Use NFZ33/11-23 1SBH136001R2339 for low inrush current
113049 | SH5.22D19 | AEG Contactors | DC AUX. RELAY 2A-A-2C-R 220V | Look comments | NFZ33/11-23
113050 | RL4RD040TE | CL Series - RELAY | DC AUX. RELAY 4P 4NO 36V | Look comments | NF40E-11 | Use NFZ40E-21 1SBH136001R2140 for low inrush current
113050 | RL4RD040TE | CL Series - RELAY | DC AUX. RELAY 4P 4NO 36V | Look comments | NFZ40E-21
113051 | RL4RD040TF | CL Series - RELAY | DC AUX. RELAY 4P 4NO 42V | Look comments | NF40E-11 | Use NFZ40E-21 1SBH136001R2140 for low inrush current
113051 | RL4RD040TF | CL Series - RELAY | DC AUX. RELAY 4P 4NO 42V | Look comments | NFZ40E-21
113052 | RL4RD040TH | CL Series - RELAY | RL Auxiliary contactor 20A 4NO Screw terminal 60V DC | Look comments | NF40E-12 | Use NFZ40E-22 1SBH136001R2240 for low inrush current
113052 | RL4RD040TH | CL Series - RELAY | RL Auxiliary contactor 20A 4NO Screw terminal 60V DC | Look comments | NFZ40E-22
113054 | RL4RD040TK | CL Series - RELAY | RL Auxiliary contactor 20A 4NO Screw terminal 120V DC | Look comments | NF40E-13 | Use NFZ40E-23 1SBH136001R2340 for low inrush current
113054 | RL4RD040TK | CL Series - RELAY | RL Auxiliary contactor 20A 4NO Screw terminal 120V DC | Look comments | NFZ40E-23
113055 | RL4RD040TP | CL Series - RELAY | DC AUX. RELAY 4P 4A 230V | Look comments | NF40E-13 | Use NFZ40E-23 1SBH136001R2340 for low inrush current
113055 | RL4RD040TP | CL Series - RELAY | DC AUX. RELAY 4P 4A 230V | Look comments | NFZ40E-23
113056 | RL4RD040TR | CL Series - RELAY | RELAY 4NO DC COIL 240V | Look comments | NF40E-13 | Use NFZ40E-23 1SBH136001R2340 for low inrush current
113056 | RL4RD040TR | CL Series - RELAY | RELAY 4NO DC COIL 240V | Look comments | NFZ40E-23
113057 | RL4RD040TT | CL Series - RELAY | RL Auxiliary contactor 20A 4NO Screw terminal 250V DC | Look comments | NF40E-13 | Use NFZ40E-23 1SBH136001R2340 for low inrush current
113057 | RL4RD040TT | CL Series - RELAY | RL Auxiliary contactor 20A 4NO Screw terminal 250V DC | Look comments | NFZ40E-23
113058 | RL4RD040TX | CL Series - RELAY | RL Auxiliary contactor 20A 4NO Screw terminal 440V DC | Look comments | Look comments | Ask GPM… Active product with no sales in EPIS 2017 and 2018
113059 | RL4RD031TE | CL Series - RELAY | DC AUX. RELAY 4P 3NO1NC 36V | Look comments | NF31E-11 | Use NFZ31E-21 1SBH136001R2131 for low inrush current
113059 | RL4RD031TE | CL Series - RELAY | DC AUX. RELAY 4P 3NO1NC 36V | Look comments | NFZ31E-21
113060 | RL4RD031TF | CL Series - RELAY | AUXILIARY RELAY | Look comments | NF31E-11 | Use NFZ31E-21 1SBH136001R2131 for low inrush current
113060 | RL4RD031TF | CL Series - RELAY | AUXILIARY RELAY | Look comments | NFZ31E-21
113061 | RL4RD031TH | CL Series - RELAY | RL Auxiliary contactor 20A 3NO+1NC Screw terminal 60V DC | Look comments | NF31E-12 | Use NFZ31E-22 1SBH136001R2231 for low inrush current
113061 | RL4RD031TH | CL Series - RELAY | RL Auxiliary contactor 20A 3NO+1NC Screw terminal 60V DC | Look comments | NFZ31E-22
113063 | RL4RD031TK | CL Series - RELAY | RL Auxiliary contactor 20A 3NO+1NC Screw terminal 120V DC | Look comments | NF31E-13 | Use NFZ31E-23 1SBH136001R2331 for low inrush current
113063 | RL4RD031TK | CL Series - RELAY | RL Auxiliary contactor 20A 3NO+1NC Screw terminal 120V DC | Look comments | NFZ31E-23
113064 | RL4RD031TP | CL Series - RELAY | DC AUX. RELAY 4P 3A 1C 230V | Look comments | NF31E-13 | Use NFZ31E-23 1SBH136001R2331 for low inrush current
113064 | RL4RD031TP | CL Series - RELAY | DC AUX. RELAY 4P 3A 1C 230V | Look comments | NFZ31E-23
113065 | RL4RD031TR | CL Series - RELAY | RELAY 3NO 1NC DC COIL 240V | Look comments | NF31E-13 | Use NFZ31E-23 1SBH136001R2331 for low inrush current
113065 | RL4RD031TR | CL Series - RELAY | RELAY 3NO 1NC DC COIL 240V | Look comments | NFZ31E-23
113066 | RL4RD031TT | CL Series - RELAY | RL Auxiliary contactor 20A 3NO+1NC Screw terminal 250V DC | Look comments | NF31E-13 | Use NFZ31E-23 1SBH136001R2331 for low inrush current
113066 | RL4RD031TT | CL Series - RELAY | RL Auxiliary contactor 20A 3NO+1NC Screw terminal 250V DC | Look comments | NFZ31E-23
113068 | RL4RD022TE | CL Series - RELAY | DC AUX. RELAY 4P 2NO2NC 36V | Look comments | NF22E-11 | Use NFZ22E-21 1SBH136001R2122 for low inrush current
113068 | RL4RD022TE | CL Series - RELAY | DC AUX. RELAY 4P 2NO2NC 36V | Look comments | NFZ22E-21
113069 | RL4RD022TF | CL Series - RELAY | DC AUX. RELAY 4P 2NO2NC 42V | Look comments | NF22E-11 | Use NFZ22E-21 1SBH136001R2122 for low inrush current
113069 | RL4RD022TF | CL Series - RELAY | DC AUX. RELAY 4P 2NO2NC 42V | Look comments | NFZ22E-21
113070 | RL4RD022TH | CL Series - RELAY | RL Auxiliary contactor 20A 2NO+2NC Screw terminal 60V DC | Look comments | NF22E-12 | Use NFZ22E-22 1SBH136001R2222 for low inrush current
113070 | RL4RD022TH | CL Series - RELAY | RL Auxiliary contactor 20A 2NO+2NC Screw terminal 60V DC | Look comments | NFZ22E-22
113071 | RL4RD022TI | CL Series - RELAY | DC AUX. RELAY 4P 2NO2NC 72V | Look comments | NF22E-13 | Use NFZ22E-23 1SBH136001R2322 for low inrush current
113071 | RL4RD022TI | CL Series - RELAY | DC AUX. RELAY 4P 2NO2NC 72V | Look comments | NFZ22E-23
113072 | RL4RD022TK | CL Series - RELAY | RL Auxiliary contactor 20A 2NO+2NC Screw terminal 120V DC | Look comments | NF22E-13 | Use NFZ22E-23 1SBH136001R2322 for low inrush current
113072 | RL4RD022TK | CL Series - RELAY | RL Auxiliary contactor 20A 2NO+2NC Screw terminal 120V DC | Look comments | NFZ22E-23
113073 | RL4RD022TP | CL Series - RELAY | DC AUX. RELAY 4P 2A 2C 230V | Look comments | NF22E-13 | Use NFZ22E-23 1SBH136001R2322 for low inrush current
113073 | RL4RD022TP | CL Series - RELAY | DC AUX. RELAY 4P 2A 2C 230V | Look comments | NFZ22E-23
113074 | RL4RD022TR | CL Series - RELAY | RELAY 2NO 2NC DC COIL 240V | Look comments | NF22E-13 | Use NFZ22E-23 1SBH136001R2322 for low inrush current
113074 | RL4RD022TR | CL Series - RELAY | RELAY 2NO 2NC DC COIL 240V | Look comments | NFZ22E-23
113075 | RL4RD022TT | CL Series - RELAY | RL Auxiliary contactor 20A 2NO+2NC Screw terminal 250V DC | Look comments | NF22E-13 | Use NFZ22E-23 1SBH136001R2322 for low inrush current
113075 | RL4RD022TT | CL Series - RELAY | RL Auxiliary contactor 20A 2NO+2NC Screw terminal 250V DC | Look comments | NFZ22E-23
113076 | RL4RD022TX | CL Series - RELAY | RL Auxiliary contactor 20A 2NO+2NC Screw terminal 440V DC | Look comments | Look comments | Ask GPM… Active product with no sales in EPIS 2017 and 2018
113077 | RL4RD004TE | CL Series - RELAY | DC AUX. RELAY 4P 4C 36V | Look comments | NF44E-11 | Use NZ44E-21 1SBH136001R2144 for low inrush current. NF44 is 2stack with 4NO+4NC
113077 | RL4RD004TE | CL Series - RELAY | DC AUX. RELAY 4P 4C 36V | Look comments | NFZ44E-21 | NF44 is 2stack with 4NO+4NC
113078 | RL4RD004TF | CL Series - RELAY | DC AUX. RELAY 4P 4NC 42V | Look comments | NF44E-11 | Use NZ44E-21 1SBH136001R2144 for low inrush current. NF44 is 2stack with 4NO+4NC
113078 | RL4RD004TF | CL Series - RELAY | DC AUX. RELAY 4P 4NC 42V | Look comments | NFZ44E-21 | NF44 is 2stack with 4NO+4NC
113079 | RL4RD004TH | CL Series - RELAY | RL Auxiliary contactor 20A 4NC Screw terminal 60V DC | Look comments | NF44E-12 | Use NZ44E-22 1SBH136001R2244 for low inrush current. NF44 is 2stack with 4NO+4NC
113079 | RL4RD004TH | CL Series - RELAY | RL Auxiliary contactor 20A 4NC Screw terminal 60V DC | Look comments | NFZ44E-22 | NF44 is 2stack with 4NO+4NC
113080 | RL4RD004TI | CL Series - RELAY | DC AUX. RELAY 4P 4C 72V | Look comments | NF44E-13 | Use NZ44E-23 1SBH136001R2344 for low inrush current. NF44 is 2stack with 4NO+4NC
113080 | RL4RD004TI | CL Series - RELAY | DC AUX. RELAY 4P 4C 72V | Look comments | NFZ44E-23 | NF44 is 2stack with 4NO+4NC
113081 | RL4RD004TK | CL Series - RELAY | RL Auxiliary contactor 20A 4NC Screw terminal 120V DC | Look comments | NF44E-13 | Use NZ44E-23 1SBH136001R2344 for low inrush current. NF44 is 2stack with 4NO+4NC
113081 | RL4RD004TK | CL Series - RELAY | RL Auxiliary contactor 20A 4NC Screw terminal 120V DC | Look comments | NFZ44E-23 | NF44 is 2stack with 4NO+4NC
113082 | RL4RD004TP | CL Series - RELAY | DC AUX. RELAY 4P 4C 230V | Look comments | NF44E-13 | Use NZ44E-23 1SBH136001R2344 for low inrush current. NF44 is 2stack with 4NO+4NC
113082 | RL4RD004TP | CL Series - RELAY | DC AUX. RELAY 4P 4C 230V | Look comments | NFZ44E-23 | NF44 is 2stack with 4NO+4NC
113083 | RL4RD004TR | CL Series - RELAY | RELAY 4NC DC COIL 240V | Look comments | NF44E-13 | Use NZ44E-23 1SBH136001R2344 for low inrush current. NF44 is 2stack with 4NO+4NC
113083 | RL4RD004TR | CL Series - RELAY | RELAY 4NC DC COIL 240V | Look comments | NFZ44E-23 | NF44 is 2stack with 4NO+4NC
113084 | RL4RD004TT | CL Series - RELAY | RL Auxiliary contactor 20A 4NC Screw terminal 250V DC | Look comments | NF44E-13 | Use NZ44E-23 1SBH136001R2344 for low inrush current. NF44 is 2stack with 4NO+4NC
113084 | RL4RD004TT | CL Series - RELAY | RL Auxiliary contactor 20A 4NC Screw terminal 250V DC | Look comments | NFZ44E-23 | NF44 is 2stack with 4NO+4NC
113085 | RL4RD004TX | CL Series - RELAY | RL Auxiliary contactor 20A 4NC Screw terminal 440V DC | Look comments | Look comments | Ask GPM… Active product with no sales in EPIS 2017 and 2018
113086 | RL4RD022GE | AEG Contactors | DC AUX. RELAY 2A-A-2C-R 36V | Look comments | NF22E-11 | Use NFZ33/11-21 1SBH136001R2139 for low inrush current
113086 | RL4RD022GE | AEG Contactors | DC AUX. RELAY 2A-A-2C-R 36V | Look comments | NFZ33/11-21
113087 | RL4RD022GF | AEG Contactors | DC AUX. RELAY 2A-A-2C-R 42V | Look comments | NF22E-11 | Use NFZ33/11-21 1SBH136001R2139 for low inrush current
113087 | RL4RD022GF | AEG Contactors | DC AUX. RELAY 2A-A-2C-R 42V | Look comments | NFZ33/11-21
113088 | RL4RD022GH | AEG Contactors | RL Auxiliary contactor 20A 2NO+2NC Screw terminal 60V DC | Look comments | NF22E-12 | Use NFZ33/11-22 1SBH136001R2239 for low inrush current
113088 | RL4RD022GH | AEG Contactors | RL Auxiliary contactor 20A 2NO+2NC Screw terminal 60V DC | Look comments | NFZ33/11-22
113090 | RL4RD022GK | AEG Contactors | RL Auxiliary contactor 20A 2NO+2NC Screw terminal 125V DC | Look comments | NF22E-13 | Use NFZ33/11-23 1SBH136001R2339 for low inrush current
113090 | RL4RD022GK | AEG Contactors | RL Auxiliary contactor 20A 2NO+2NC Screw terminal 125V DC | Look comments | NFZ33/11-23
113091 | RL4RD022GP | AEG Contactors | DC AUX. RELAY 2A-A-2C-R 230V | Look comments | NF22E-13 | Use NFZ33/11-23 1SBH136001R2339 for low inrush current
113091 | RL4RD022GP | AEG Contactors | DC AUX. RELAY 2A-A-2C-R 230V | Look comments | NFZ33/11-23
113092 | RL4RD022GR | AEG Contactors | DC AUX. RELAY 2A-A-2C-R 240V | Look comments | NF22E-13 | Use NFZ33/11-23 1SBH136001R2339 for low inrush current
113092 | RL4RD022GR | AEG Contactors | DC AUX. RELAY 2A-A-2C-R 240V | Look comments | NFZ33/11-23
113093 | RL4RD022GT | CL Series - RELAY | RL Auxiliary contactor 20A 2NO+2NC Screw terminal 250V DC | Look comments | NF33/11-13 | Use NFZ33/11-23 1SBH136001R2339 for low inrush current
113093 | RL4RD022GT | CL Series - RELAY | RL Auxiliary contactor 20A 2NO+2NC Screw terminal 250V DC | Look comments | NFZ33/11-23
113094 | RL4RD022GX | CL Series - RELAY | DC AUX. RELAY 2A-A-2C-R 440V | Look comments | NF22E-14
113095 | RL4RD040RWD | CL Series - RELAY | RELE' AUX | Look comments | NFZB40ERT-21
113097 | CK75CA3113 | CK Series | CK75CA3113 CONT 3P 150A 110V50/60HZ COIL | Look comments | AF146-30-11-13 | Use AF146-30-11B-13 1SFL467002R1311 for busbar connection
113097 | CK75CA3113 | CK Series | CK75CA3113 CONT 3P 150A 110V50/60HZ COIL | Look comments | AF146-30-11B-13
113098 | CK75CA31113 | CK Series | CK75CA31113 CONT 3P 150A 400V 50/60HZ | Look comments | AF146-30-11-14 | Use AF146-30-11B-14 1SFL467002R1411 for busbar connection
113098 | CK75CA31113 | CK Series | CK75CA31113 CONT 3P 150A 400V 50/60HZ | Look comments | AF146-30-11B-14
113100 | CK75CA311C | CK Series | CK75CA311C CONT. IP00 24V60 | Look comments | AF146-30-11-11 | Use AF146-30-11B-11 1SFL467002R1111 for busbar connection
113100 | CK75CA311C | CK Series | CK75CA311C CONT. IP00 24V60 | Look comments | AF146-30-11B-11
113101 | CK75CA311D | CK Series | CK75CA311D CONT. IP00 24V50 | Look comments | AF146-30-11-11 | Use AF146-30-11B-11 1SFL467002R1111 for busbar connection
113101 | CK75CA311D | CK Series | CK75CA311D CONT. IP00 24V50 | Look comments | AF146-30-11B-11
113102 | CK75CA311F | CK Series | CK75CA311F CONT. IP00 42V50 48V60 | Look comments | AF146-30-11-11 | Use AF146-30-11B-11 1SFL467002R1111 for busbar connection
113102 | CK75CA311F | CK Series | CK75CA311F CONT. IP00 42V50 48V60 | Look comments | AF146-30-11B-11
113103 | CK75CA311J | CK Series | CK Contactor 150A AC-3 3P Aux 1NO+1NC 110V 50Hz /120V 60Hz | Look comments | AF146-30-11-13 | Use AF146-30-11B-13 1SFL467002R1311 for busbar connection
113103 | CK75CA311J | CK Series | CK Contactor 150A AC-3 3P Aux 1NO+1NC 110V 50Hz /120V 60Hz | Look comments | AF146-30-11B-13
113105 | CK75CA311U | CK Series | CK Contactor 150A AC-3 3P Aux 1NO+1NC 380-400V 50Hz /480V 60Hz | Look comments | AF146-30-11-14 | Use AF146-30-11B-14 1SFL467002R1411 for busbar connection
113105 | CK75CA311U | CK Series | CK Contactor 150A AC-3 3P Aux 1NO+1NC 380-400V 50Hz /480V 60Hz | Look comments | AF146-30-11B-14
113106 | CK75CE311D | CK Series | CK75CE311D CONT. IP00 24V50 | Look comments | AF146-30-11-11 | Use AF146-30-11B-11 1SFL467002R1111 for busbar connection
113106 | CK75CE311D | CK Series | CK75CE311D CONT. IP00 24V50 | Look comments | AF146-30-11B-11
113108 | CK75CE311J | CK Series | CK75CE311J CONT. IP00 110V50 | Look comments | AF146-30-11-13 | Use AF146-30-11B-13 1SFL467002R1311 for busbar connection
113108 | CK75CE311J | CK Series | CK75CE311J CONT. IP00 110V50 | Look comments | AF146-30-11B-13
113109 | CK75CE311N | CK Series | CK75CE311N CONT. IP00 220V50 | Look comments | AF146-30-11-13 | Use AF146-30-11B-13 1SFL467002R1311 for busbar connection
113109 | CK75CE311N | CK Series | CK75CE311N CONT. IP00 220V50 | Look comments | AF146-30-11B-13
113111 | CK75CA311H | CK Series | CK75CA311H CONT. 110V60 | Look comments | AF146-30-11-13 | Use AF146-30-11B-13 1SFL467002R1311 for busbar connection
113111 | CK75CA311H | CK Series | CK75CA311H CONT. 110V60 | Look comments | AF146-30-11B-13
113112 | CK75CA311I | CK Series | CK75CA311I CONT. IP00 120V60 | Look comments | AF146-30-11-13 | Use AF146-30-11B-13 1SFL467002R1311 for busbar connection
113112 | CK75CA311I | CK Series | CK75CA311I CONT. IP00 120V60 | Look comments | AF146-30-11B-13
113113 | CK75CA311K | CK Series | CK75CA311K CONT. IP00 127V50 | Look comments | AF146-30-11-13 | Use AF146-30-11B-13 1SFL467002R1311 for busbar connection
113113 | CK75CA311K | CK Series | CK75CA311K CONT. IP00 127V50 | Look comments | AF146-30-11B-13
113119 | CK75CA3116 | CK Series | CK75CA3116 CONT. 230V 50/60Hz | Look comments | AF146-30-11-13 | Use AF146-30-11B-13 1SFL467002R1311 for busbar connection
113119 | CK75CA3116 | CK Series | CK75CA3116 CONT. 230V 50/60Hz | Look comments | AF146-30-11B-13
113120 | CK75CA311W | CK Series | CK75CA311W CONT. IP00 415V50 | Look comments | AF146-30-11-14 | Use AF146-30-11B-14 1SFL467002R1411 for busbar connection
113120 | CK75CA311W | CK Series | CK75CA311W CONT. IP00 415V50 | Look comments | AF146-30-11B-14
113122 | CK75CA311Y | CK Series | CK Contactor 150A AC-3 3P Aux 1NO+1NC 500V 50Hz /600V 60Hz | Look comments | AF146-30-11-14 | Use AF146-30-11B-14 1SFL467002R1411 for busbar connection
113122 | CK75CA311Y | CK Series | CK Contactor 150A AC-3 3P Aux 1NO+1NC 500V 50Hz /600V 60Hz | Look comments | AF146-30-11B-14
113130 | CK08CA311H | CK Series | CK08CA311H CONT. 110V60 | Look comments | AF205-30-11-13 | Use AF205-30-11-13 1SFL527002R1311 for IEC applications and AF190-30-11-13 1SFL487002R1311 for UL
113130 | CK08CA311H | CK Series | CK08CA311H CONT. 110V60 | Look comments | AF190-30-11-13
113131 | CK08CA311D | CK Series | CK08CA311D CONT. 24V50 | Look comments | AF205-30-11-11 | Use AF205-30-11-11 1SFL527002R1111 for IEC applications and AF190-30-11-11 1SFL487002R1111 for UL
113131 | CK08CA311D | CK Series | CK08CA311D CONT. 24V50 | Look comments | AF190-30-11-11
113132 | CK08CA311G | CK Series | CK08CA311G CONT. IP00 48V50 | Look comments | AF205-30-11-11 | Use AF205-30-11-11 1SFL527002R1111 for IEC applications and AF190-30-11-11 1SFL487002R1111 for UL
113132 | CK08CA311G | CK Series | CK08CA311G CONT. IP00 48V50 | Look comments | AF190-30-11-11
113133 | CK08CA311J | CK Series | CK Contactor 185A AC-3 3P Aux 1NO+1NC 110V 50Hz /120V 60Hz | Look comments | AF205-30-11-13 | Use AF205-30-11-13 1SFL527002R1311 for IEC applications and AF190-30-11-13 1SFL487002R1311 for UL
113133 | CK08CA311J | CK Series | CK Contactor 185A AC-3 3P Aux 1NO+1NC 110V 50Hz /120V 60Hz | Look comments | AF190-30-11-13
113135 | CK08CA311U | CK Series | CK Contactor 185A AC-3 3P Aux 1NO+1NC 380-400V 50Hz /480V 60Hz | Look comments | AF205-30-11-14 | Use AF205-30-11-14 1SFL527002R1411 for IEC applications and AF190-30-11-14 1SFL487002R1411 for UL
113135 | CK08CA311U | CK Series | CK Contactor 185A AC-3 3P Aux 1NO+1NC 380-400V 50Hz /480V 60Hz | Look comments | AF190-30-11-14
113136 | CK08CE311D | CK Series | CK08CE311D CONT. 24-28V50-60 DC | Look comments | AF205-30-11-11 | Use AF205-30-11-11 1SFL527002R1111 for IEC applications and AF190-30-11-11 1SFL487002R1111 for UL
113136 | CK08CE311D | CK Series | CK08CE311D CONT. 24-28V50-60 DC | Look comments | AF190-30-11-11
113138 | CK08CE311J | CK Series | CK08CE311J CONT. 110-127V50-60 DC. | Look comments | AF205-30-11-13 | Use AF205-30-11-13 1SFL527002R1311 for IEC applications and AF190-30-11-13 1SFL487002R1311 for UL
113138 | CK08CE311J | CK Series | CK08CE311J CONT. 110-127V50-60 DC. | Look comments | AF190-30-11-13
113139 | CK08CE311N | CK Series | CK08CE311N CONT. 220-250V50-60 DC. | Look comments | AF205-30-11-13 | Use AF205-30-11-13 1SFL527002R1311 for IEC applications and AF190-30-11-13 1SFL487002R1311 for UL
113139 | CK08CE311N | CK Series | CK08CE311N CONT. 220-250V50-60 DC. | Look comments | AF190-30-11-13
113140 | CK08CA311K | CK Series | CK08CA311K CONT. IP00 127V50 | Look comments | AF205-30-11-13 | Use AF205-30-11-13 1SFL527002R1311 for IEC applications and AF190-30-11-13 1SFL487002R1311 for UL
113140 | CK08CA311K | CK Series | CK08CA311K CONT. IP00 127V50 | Look comments | AF190-30-11-13
113142 | CL00D301TWG | CL Series | CL Contactor 9A AC-3 3P Aux 1NC 48V DC WVR | Look comments | AF09-30-01-11 | Use AF09Z-30-01-21 1SBL136001R2101 when required low inrush current
113142 | CL00D301TWG | CL Series | CL Contactor 9A AC-3 3P Aux 1NC 48V DC WVR | Look comments | AF09Z-30-01-21
113146 | V31111CE | CK Series | V31111CE CONT. ACCES CK11CE | Look comments | Look comments | Contact kits spare part
113147 | CK08CA311W | CK Series | CK08CA311W CONT. IP00 415V50 | Look comments | AF205-30-11-14 | Use AF205-30-11-14 1SFL527002R1411 for IEC applications and AF190-30-11-14 1SFL487002R1411 for UL
113147 | CK08CA311W | CK Series | CK08CA311W CONT. IP00 415V50 | Look comments | AF190-30-11-14
113148 | CK08CA31113 | CK Series | Contactor CK08 COIL 400V 50/60hz | Look comments | AF205-30-11-14 | Use AF205-30-11-14 1SFL527002R1411 for IEC applications and AF190-30-11-14 1SFL487002R1411 for UL
113148 | CK08CA31113 | CK Series | Contactor CK08 COIL 400V 50/60hz | Look comments | AF190-30-11-14
113153 | CL03D310MWD | CL Series | CL03D310MWD CONT. 24V DC+/-30% | Look comments | Look comments | Ask GPM… Active product with no sales in EPIS 2017 and 2018
113198 | CL02A310T13 | CL Series | CL02A310T13 7,5kW 400V 50/60Hz | Look comments | AF16-30-10-14
113203 | CL00D310TWG | CL Series | CL Contactor 9A AC-3 3P Aux 1NO 48V DC WVR | Look comments | AF09-30-10-11 | Use AF09Z-30-10-21 1SBL136001R2110 when required low inrush current
113203 | CL00D310TWG | CL Series | CL Contactor 9A AC-3 3P Aux 1NO 48V DC WVR | Look comments | AF09Z-30-10-21
113204 | CL00A310TJMP | CL Series | 5HP@460 3P120V 60 /110V 50 HZ COIL | Look comments | AF09-30-10-13
113207 | CL01A310TNMP | CL Series | SERIES CL-Contactor -MP | Look comments | AF12-30-10-13 | Use AF12-30-10-14 1SBL157001R1410 for 277V 60Hz control voltage
113207 | CL01A310TNMP | CL Series | SERIES CL-Contactor -MP | Look comments | AF12-30-10-14
113209 | CL01A310TJMP | CL Series | CONTACTOR CL01 MP | Look comments | AF12-30-10-13
113211 | CL01A301TJMP | CL Series | 7.5HP 3P CONT 120VAC COIL BULK PK | Look comments | AF12-30-01-13
113217 | CL02A301TJMP | CL Series | 10HP 3P CONT 120VAC COIL BULK PK | Look comments | AF16-30-01-13
113225 | CL25D310TE | CL Series | 15@460V 3 P 36VDC COIL | Look comments | AF26-30-00-11 | Use AF26Z-30-00-21 1SBL236001R2100 when required low inrush current
113225 | CL25D310TE | CL Series | 15@460V 3 P 36VDC COIL | Look comments | AF26Z-30-00-21
113249 | CL06E311MF | CL Series | CL CONT 50A 3P 1NO 1NC 42-48V AC/DC | Look comments | AF52-30-00-11
113253 | CL06E311MJ | CL Series | 3P 30HP 110-127VAC/DC 50/60HZ COIL | Look comments | AF52-30-00-12
113258 | CL08E300MWF | CL Series | CL08E300MWF CONT. 48V DC +/-30% | Look comments | AF80-30-00-11
113260 | CL08E311MJ | CL Series | 3P 50HP 110-127VAC/DC 50/60HZ COIL | Look comments | AF80-30-00-12
113261 | CL08E311MN | CL Series | 3P 50HP 220-250VAC/DC 50/60HZ COIL | Look comments | Look comments | Ask GPM… Active product with no sales in EPIS 2017 and 2018
113269 | CL10A311M9 | CL Series | CL10A311M9 CONT. 48V50-60 | Look comments | AF116-30-00-11
113272 | CK08CA311F | CK Series | CK08CA311F CONT. 42V 50Hz | Look comments | AF205-30-11-11 | Use AF205-30-11-11 1SFL527002R1111 for IEC applications and AF190-30-11-11 1SFL487002R1111 for UL
113272 | CK08CA311F | CK Series | CK08CA311F CONT. 42V 50Hz | Look comments | AF190-30-11-11
113322 | LB4A9 | CL Series | CL Spare part coil 48V 50-60Hz AC (CL06 - CL10) | Look comments | Look comments | No Coil Spare part available
113372 | CL07E311MF | CL Series | 3P 40HP 42-48VAC/DC 50/60HZ COIL | Look comments | Look comments | Ask GPM… Active product with no sales in EPIS 2017 and 2018
113373 | CL07E311MJ | CL Series | 3P 40HP 110-127VAC/DC 50/60HZ COIL | Look comments | AF65-30-00-12
113376 | CL10E311MN | CL Series | 3P 75HP 220-250VAC/DC 50/60HZ COIL | Look comments | AF116-30-00-13
113377 | CL10E311MY | CL Series | 3P 75HP 440-500VAC/DC 50/60HZ COIL | Look comments | Look comments | Ask GPM… Active product with no sales in EPIS 2017 and 2018
113379 | CL04D301MWD | CL Series | CL Contactor 32A AC-3 3P Aux 1NC 24V DC WVR | Look comments | AF30-30-00-11 | Use AF30Z-30-00-21 1SBL276001R2100 when required low inrush current
113379 | CL04D301MWD | CL Series | CL Contactor 32A AC-3 3P Aux 1NC 24V DC WVR | Look comments | AF30Z-30-00-21
113388 | RT1SL1,4 | RT Series | THERMAL OVERLOAD RELAY 0,9-1,4A | Look comments | Look comments | Ask GPM… Active product with no sales in EPIS 2017 and 2018
113396 | CL08A300M9 | CL Series | CL Contactor 80A AC-3 3P 48V 50Hz /48V 60Hz | Look comments | AF80-30-00-11
113423 | CL01AB00T9 | CL Series | CL Contactor 12A AC-3 2NO+2NC 48V 50Hz/ 48V 60Hz | Look comments | AF09-22-00-11
113424 | CL03AB00M9 | CL Series | CL Contactor 25A AC-3 2NO+2NC 48V 50Hz/ 48V 60Hz | Look comments | AF26-22-00-11
113435 | CL01D310TWE | CL Series | CL Contactor 12A AC-3 3P Aux 1NO 36V DC WVR | Look comments | AF12-30-10-11 | Use AF12Z-30-10-21 1SBL156001R2110 when required low inrush current
113435 | CL01D310TWE | CL Series | CL Contactor 12A AC-3 3P Aux 1NO 36V DC WVR | Look comments | AF12Z-30-10-21
113436 | CL02D310TWE | CL Series | CL02D310TWE CONT 3P 18A 32V DC COIL WT | Look comments | AF16-30-10-11 | Use AF16Z-30-10-21 1SBL176001R2110 when required low inrush current
113436 | CL02D310TWE | CL Series | CL02D310TWE CONT 3P 18A 32V DC COIL WT | Look comments | AF16Z-30-10-21
113444 | CL10E300MWE | CL Series | CL10E300MWE CONT. 3P 33V +/-30% | Look comments | AF116-30-00-11
113445 | CK75CE311WE | CK Series | CK75CE311WE 24V DC COIL +/-30% | Look comments | AF146-30-11-11 | Use AF146-30-11B-11 1SFL467002R1111 for busbar connection
113445 | CK75CE311WE | CK Series | CK75CE311WE 24V DC COIL +/-30% | Look comments | AF146-30-11B-11
113446 | CK08CE311WE | CK Series | CK08CE311WE 33V DC COIL +/-30% | Look comments | AF205-30-11-11 | Use AF205-30-11-11 1SFL527002R1111 for IEC applications and AF190-30-11-11 1SFL487002R1111 for UL
113446 | CK08CE311WE | CK Series | CK08CE311WE 33V DC COIL +/-30% | Look comments | AF190-30-11-11
113448 | CL01D310TWG | CL Series | CL Contactor 12A AC-3 3P Aux 1NO 48V DC WVR | Look comments | AF12-30-10-11 | Use AF12Z-30-10-21 1SBL156001R2110 when required low inrush current
113448 | CL01D310TWG | CL Series | CL Contactor 12A AC-3 3P Aux 1NO 48V DC WVR | Look comments | AF12Z-30-10-21
113449 | CL02D310TWG | CL Series | CL Contactor 18A AC-3 3P Aux 1NO 48V DC WVR | Look comments | AF16-30-10-11 | Use AF16Z-30-10-21 1SBL176001R2110 when required low inrush current
113449 | CL02D310TWG | CL Series | CL Contactor 18A AC-3 3P Aux 1NO 48V DC WVR | Look comments | AF16Z-30-10-21
113450 | CL04D310MWD | CL Series | CL Contactor 32A AC-3 3P Aux 1NO 24V DC WVR | Look comments | AF30-30-00-11 | Use AF30Z-30-00-21 1SBL276001R2100 when required low inrush current
113450 | CL04D310MWD | CL Series | CL Contactor 32A AC-3 3P Aux 1NO 24V DC WVR | Look comments | AF30Z-30-00-21
113451 | CL04D310MWG | CL Series | CL Contactor 32A AC-3 3P Aux 1NO 48V DC WVR | Look comments | AF30-30-00-11 | Use AF30Z-30-00-21 1SBL276001R2100 when required low inrush current
113451 | CL04D310MWG | CL Series | CL Contactor 32A AC-3 3P Aux 1NO 48V DC WVR | Look comments | AF30Z-30-00-21
113452 | CL45D300MWG | CL Series | CL45D300MWG CONT. 48V DC | Look comments | AF38-30-00-12 | Use AF40-30-00-12 1SBL347001R1200 for AC-3 applications above 38A
113452 | CL45D300MWG | CL Series | CL45D300MWG CONT. 48V DC | Look comments | AF40-30-00-12
113457 | CL10E300MWF | CL Series | CL10E300MWF CONT. 48V DC +/-30% | Look comments | AF116-30-00-11
113460 | CL00D310TWI | CL Series | CL Contactor 9A AC-3 3P Aux 1NO 72V DC WVR | Look comments | AF09-30-10-12 | Use AF09Z-30-10-22 1SBL136001R2210 when required low inrush current
113460 | CL00D310TWI | CL Series | CL Contactor 9A AC-3 3P Aux 1NO 72V DC WVR | Look comments | AF09Z-30-10-22
113462 | CL02D310TWI | CL Series | CL Contactor 18A AC-3 3P Aux 1NO 72V DC WVR | Look comments | AF16-30-10-12 | Use AF16Z-30-10-22 1SBL176001R2210 when required low inrush current
113462 | CL02D310TWI | CL Series | CL Contactor 18A AC-3 3P Aux 1NO 72V DC WVR | Look comments | AF16Z-30-10-22
113464 | CL04D310MWI | CL Series | CL Contactor 32A AC-3 3P Aux 1NO 72V DC WVR | Look comments | AF30-30-00-12 | Use AF30Z-30-00-22 1SBL276001R2200 when required low inrush current
113464 | CL04D310MWI | CL Series | CL Contactor 32A AC-3 3P Aux 1NO 72V DC WVR | Look comments | AF30Z-30-00-22
113466 | CL06E300MWH | CL Series | CL06E300MWH CONT. 72V +/-30% | Look comments | AF52-30-00-12
113468 | CL08E300MWH | CL Series | CL Contactor 80A AC-3 3P 60-72V 50/60Hz AC-DC | Look comments | AF80-30-00-12
113470 | CL10E300MWH | CL Series | CL Contactor 105A AC-3 3P 24-28V 50/60Hz AC-DC | Look comments | AF116-30-00-12
113471 | CK75CE311WHT | CK Series | CK75CE311WH 72V DC COIL +/-30% | Look comments | AF146-30-11-12 | Use AF146-30-11B-12 1SFL467002R1211 for busbar connection
113471 | CK75CE311WHT | CK Series | CK75CE311WH 72V DC COIL +/-30% | Look comments | AF146-30-11B-12
113472 | CK08CE311WH | CK Series | CK08CE311WH 72V DC COIL +/-30% | Look comments | AF205-30-11-12 | Use AF205-30-11-12 1SFL527002R1211 for IEC applications and AF190-30-11-12 1SFL487002R1211 for UL
113472 | CK08CE311WH | CK Series | CK08CE311WH 72V DC COIL +/-30% | Look comments | AF190-30-11-12
113473 | CL00D310TWJ | CL Series | CL Contactor 9A AC-3 3P Aux 1NO 110V DC WVR | Look comments | AF09-30-10-12 | Use AF09Z-30-10-22 1SBL136001R2210 when required low inrush current
113473 | CL00D310TWJ | CL Series | CL Contactor 9A AC-3 3P Aux 1NO 110V DC WVR | Look comments | AF09Z-30-10-22
113474 | CL01D310TWJ | CL Series | CL Contactor 12A AC-3 3P Aux 1NO 110V DC WVR | Look comments | AF12-30-10-12 | Use AF12Z-30-10-22 1SBL156001R2210 when required low inrush current
113474 | CL01D310TWJ | CL Series | CL Contactor 12A AC-3 3P Aux 1NO 110V DC WVR | Look comments | AF12Z-30-10-22
113475 | CL02D310TWJ | CL Series | CL Contactor 18A AC-3 3P Aux 1NO 110V DC WVR | Look comments | AF16-30-10-12 | Use AF16Z-30-10-22 1SBL176001R2210 when required low inrush current
113475 | CL02D310TWJ | CL Series | CL Contactor 18A AC-3 3P Aux 1NO 110V DC WVR | Look comments | AF16Z-30-10-22
113476 | CL03D310MWJ | CL Series | CL03D310MWJ CONT. 110V DC+/-30% | Look comments | AF26-30-00-12 | Use AF26Z-30-00-22 1SBL236001R2200 when required low inrush current
113476 | CL03D310MWJ | CL Series | CL03D310MWJ CONT. 110V DC+/-30% | Look comments | AF26Z-30-00-22
113477 | CL04D310MWJ | CL Series | CL Contactor 32A AC-3 3P Aux 1NO 110V DC WVR | Look comments | AF30-30-00-12 | Use AF30Z-30-00-22 1SBL276001R2200 when required low inrush current
113477 | CL04D310MWJ | CL Series | CL Contactor 32A AC-3 3P Aux 1NO 110V DC WVR | Look comments | AF30Z-30-00-22
113478 | CL45D300MWJ | CL Series | CL CONT 40A, 3P 110VDC WR | Look comments | AF38-30-00-13 | Use AF40-30-00-13 1SBL347001R1300 for AC-3 applications above 38A
113478 | CL45D300MWJ | CL Series | CL CONT 40A, 3P 110VDC WR | Look comments | AF40-30-00-13
113479 | CL06E300MWJ | CL Series | CL06E300MWJ 50A AC3 3poles | Look comments | AF52-30-00-13
113480 | CL07E300MWJ | CL Series | CL07E300MWJ CONT. 110V W.V.R. | Look comments | AF65-30-00-13
113481 | CL08E300MWJ | CL Series | CL08E300MWJ CONT. 110V DC | Look comments | AF80-30-00-13
113482 | CL09E300MWJ | CL Series | CL 3P, 95A, 110VDC WR | Look comments | AF96-30-00-13
113483 | CL10E300MWJ | CL Series | CL10E300MWJ 105A AC3 3poles | Look comments | AF116-30-00-13
113484 | CK75CE311WJ | CK Series | CK75CE311WJ CONT. 110V DC +/-30% | Look comments | AF146-30-11-12 | Use AF146-30-11B-12 1SFL467002R1211 for busbar connection
113484 | CK75CE311WJ | CK Series | CK75CE311WJ CONT. 110V DC +/-30% | Look comments | AF146-30-11B-12
113486 | CL00D310TWN | CL Series | CL Contactor 9A AC-3 3P Aux 1NO 220V DC WVR | Look comments | AF09-30-10-13 | Use AF09Z-30-10-23 1SBL136001R2310 when required low inrush current
113486 | CL00D310TWN | CL Series | CL Contactor 9A AC-3 3P Aux 1NO 220V DC WVR | Look comments | AF09Z-30-10-23
113487 | CL01D310TWN | CL Series | CL Contactor 12A AC-3 3P Aux 1NO 220V DC WVR | Look comments | AF12-30-10-13 | Use AF12Z-30-10-23 1SBL156001R2310 when required low inrush current
113487 | CL01D310TWN | CL Series | CL Contactor 12A AC-3 3P Aux 1NO 220V DC WVR | Look comments | AF12Z-30-10-23
113488 | CL02D310TWN | CL Series | CL Contactor 18A AC-3 3P Aux 1NO 220V DC WVR | Look comments | AF16-30-10-13 | Use AF16Z-30-10-23 1SBL176001R2310 when required low inrush current
113488 | CL02D310TWN | CL Series | CL Contactor 18A AC-3 3P Aux 1NO 220V DC WVR | Look comments | AF16Z-30-10-23
113489 | CL03D310MWN | CL Series | CL03D310MWN CONT. 220V DC+/-30% | Look comments | AF26-30-00-13 | Use AF26Z-30-00-23 1SBL236001R2300 when required low inrush current
113489 | CL03D310MWN | CL Series | CL03D310MWN CONT. 220V DC+/-30% | Look comments | AF26Z-30-00-23
113490 | CL04D310MWN | CL Series | CL Contactor 32A AC-3 3P Aux 1NO 220V DC WVR | Look comments | AF30-30-00-13 | Use AF30Z-30-00-23 1SBL276001R2300 when required low inrush current
113490 | CL04D310MWN | CL Series | CL Contactor 32A AC-3 3P Aux 1NO 220V DC WVR | Look comments | AF30Z-30-00-23
113491 | CL45D300MWN | CL Series | CL45D300MWN 18,5kW (220V DC, 70-130%Un) | Look comments | AF38-30-00-13 | Use AF40-30-00-13 1SBL347001R1300 for AC-3 applications above 38A
113491 | CL45D300MWN | CL Series | CL45D300MWN 18,5kW (220V DC, 70-130%Un) | Look comments | AF40-30-00-13
113493 | CL07E300MWN | CL Series | CL07E300MWN 30kW (220V DC, 70-130%Un) | Look comments | AF65-30-00-13
113494 | CL08E300MWN | CL Series | CL08E300MWN CONT. 220V DC | Look comments | AF80-30-00-13
113495 | CL09E300MWN | CL Series | CL09E300MWN CONT. 220V AC/DC | Look comments | AF96-30-00-13
113496 | CL10E300MWN | CL Series | CL10E300MWN 55kW (220V DC, 70-130%Un) | Look comments | AF116-30-00-13
113498 | CK08CE311WN | CK Series | CK08CE311WN 220V DC COIL +/-30% | Look comments | AF205-30-11-13 | Use AF205-30-11-13 1SFL527002R1311 for IEC applications and AF190-30-11-13 1SFL487002R1311 for UL
113498 | CK08CE311WN | CK Series | CK08CE311WN 220V DC COIL +/-30% | Look comments | AF190-30-11-13
113499 | CL00D310TWB | CL Series | CL00D310TWB&Cont.3p4kW1a 12cc +/-30% | Look comments | AF09Z-30-10-20
113500 | CL01D310TWB | CL Series | DC CONTACTOR 3P 1NO 7,5KW 12v | Look comments | AF12Z-30-10-20
113502 | CL03D310MWB | CL Series | CL03D310MWB CONT. 12V DC+/-30% | Look comments | AF26Z-30-00-20
113505 | V1108B4 | CK Series | CK Contact kits NO For use with CK08B… (4P) | Look comments | Look comments | Contact kits spare part
113510 | CL00D310TWD | CL Series | CL Contactor 9A AC-3 3P Aux 1NO 24V DC WVR | Look comments | AF09-30-10-11 | Use AF09Z-30-10-21 1SBL136001R2110 when required low inrush current
113510 | CL00D310TWD | CL Series | CL Contactor 9A AC-3 3P Aux 1NO 24V DC WVR | Look comments | AF09Z-30-10-21
113511 | CL01D310TWD | CL Series | CL Contactor 12A AC-3 3P Aux 1NO 24V DC WVR | Look comments | AF12-30-10-11 | Use AF12Z-30-10-21 1SBL156001R2110 when required low inrush current
113511 | CL01D310TWD | CL Series | CL Contactor 12A AC-3 3P Aux 1NO 24V DC WVR | Look comments | AF12Z-30-10-21
113512 | CL02D310TWD | CL Series | CL Contactor 18A AC-3 3P Aux 1NO 24V DC WVR | Look comments | AF16-30-10-11 | Use AF16Z-30-10-21 1SBL176001R2110 when required low inrush current
113512 | CL02D310TWD | CL Series | CL Contactor 18A AC-3 3P Aux 1NO 24V DC WVR | Look comments | AF16Z-30-10-21
113513 | CL03D310MWG | CL Series | CL03D310MWG CONT. 48V DC +/-30% | Look comments | AF26-30-00-11 | Use AF26Z-30-00-21 1SBL236001R2100 when required low inrush current
113513 | CL03D310MWG | CL Series | CL03D310MWG CONT. 48V DC +/-30% | Look comments | AF26Z-30-00-21
113515 | CL45D300MWD | CL Series | CL CONT 40A, 3P 24VDC WR | Look comments | AF38-30-00-11 | Use AF40-30-00-11 1SBL347001R1100 for AC-3 applications above 38A
113515 | CL45D300MWD | CL Series | CL CONT 40A, 3P 24VDC WR | Look comments | AF40-30-00-11
113516 | CL06E300MWD | CL Series | CL06E300MWD CONT. 24V +/-30% | Look comments | AF52-30-00-11
113517 | CL07E300MWD | CL Series | CL07E300MWD CONT. 24V DC | Look comments | AF65-30-00-11
113518 | CL08E300MWD | CL Series | CL08E300MWD CONT. 24V DC | Look comments | AF80-30-00-11
113519 | CL09E300MWD | CL Series | CL09E300MWD CONT.24-28V AC/DC | Look comments | AF96-30-00-11
113520 | CL10E300MWD | CL Series | CL10E300MWD CONT. 24V DC +/-30% | Look comments | AF116-30-00-11
113521 | CK75CE311WD | CK Series | CK75CE311WD 24V DC COIL +/-30% | Look comments | AF146-30-11-11 | Use AF146-30-11B-11 1SFL467002R1111 for busbar connection
113521 | CK75CE311WD | CK Series | CK75CE311WD 24V DC COIL +/-30% | Look comments | AF146-30-11B-11
113522 | CK08CE311WD | CK Series | CK08CE311WD 24 DC COIL +/-30% | Look comments | AF205-30-11-11 | Use AF205-30-11-11 1SFL527002R1111 for IEC applications and AF190-30-11-11 1SFL487002R1111 for UL
113522 | CK08CE311WD | CK Series | CK08CE311WD 24 DC COIL +/-30% | Look comments | AF190-30-11-11
113524 | LB1DWD | CL Series | DC COIL 24V WIDE RANGE | Look comments | Look comments | No Coil Spare part available
113525 | LB1DWE | CL Series | Coil | Look comments | Look comments | No Coil Spare part available
113526 | LB1DWG | CL Series | DC COIL 48V WIDE RANGE | Look comments | Look comments | No Coil Spare part available
113527 | LB1DWI | CL Series | Coil | Look comments | Look comments | No Coil Spare part available
113528 | LB1DWJ | CL Series | DC COIL 110V | Look comments | Look comments | No Coil Spare part available
113529 | LB1DWN | CL Series | DC COIL 220V WIDE RANGE | Look comments | Look comments | No Coil Spare part available
113531 | LB3DWD | CL Series | CL Spare part coil 24V DC WVR (CL03...CL05) | Look comments | Look comments | No Coil Spare part available
113532 | LB3DWE | CL Series | CL Spare part coil 33V DC WVR (CL03...CL05) | Look comments | Look comments | No Coil Spare part available
113533 | LB3DWG | CL Series | CL Spare part coil 48V DC WVR (CL03...CL05) | Look comments | Look comments | No Coil Spare part available
113534 | LB3DWI | CL Series | CL Spare part coil 72V DC WVR (CL03...CL05) | Look comments | Look comments | No Coil Spare part available
113535 | LB3DWJ | CL Series | CL Spare part coil 110V DC WVR (CL03...CL05) | Look comments | Look comments | No Coil Spare part available
113536 | LB3DWN | CL Series | CL Spare part coil 220V DC WVR (CL03...CL05) | Look comments | Look comments | No Coil Spare part available
113537 | LB4EWD | CL Series | LB4EWD BOB.Y MOD.ELECT.24V DC +/-30% | Look comments | Look comments | No Coil Spare part available
113540 | LB4EWH | CL Series | CL Spare part coil 60V DC WVR (CL03...CL04) | Look comments | Look comments | No Coil Spare part available
113541 | LB4EWJ | CL Series | LB4EWJ BOB.Y MOD.ELECT.110V DC +/-30% | Look comments | Look comments | No Coil Spare part available
113602 | BETL02C | CL Series | CL Electronic timer block 0,1-2s Delay ON | Look comments | TEF4-ON
113603 | BETL45C | CL Series | CL Electronic timer block 1,5-45s Delay ON | Look comments | TEF4-ON
113604 | BETL02D | CL Series | CL Electronic timer block 0,1-2s Delay OFF | Look comments | TEF4-OFF
113605 | BETL45D | CL Series | CL Electronic timer block 1,5-45s Delay OFF | Look comments | TEF4-OFF
113606 | IMRD | CL Series | IMRD MOD.INTERFACE RELE 24V | Look comments | Look comments | No Need
113612 | V1107BA | CK Series | CK Contact kits NO For use with CK07B… | Look comments | Look comments | Contact kits spare part
113613 | V1175CA | CK Series | CK Contact kits NO For use with CK75C… | Look comments | Look comments | Contact kits spare part
113614 | V1108CA | CK Series | CK Contact kits NO For use with CK08C… | Look comments | Look comments | Contact kits spare part
113615 | V1185BA | CK Series | CK Contact kits NO For use with CK85B… | Look comments | Look comments | Contact kits spare part
113616 | V1109BA | CK Series | CK Contact kits NO For use with CK09B… | Look comments | Look comments | Contact kits spare part
113617 | V1195BA | CK Series | CK Contact kits NO For use with CK95B… | Look comments | Look comments | Contact kits spare part
113618 | V1110CE | CK Series | CK Contact kits NO For use with CK10C… | Look comments | Look comments | Contact kits spare part
113619 | V1111CE | CK Series | CK Contact kits NO For use with CK11C… | Look comments | Look comments | Contact kits spare part
113620 | V1112BA | CK Series | CK Contact kits NO For use with CK12B… | Look comments | Look comments | Contact kits spare part
113621 | V1113BA | CK Series | CK Contact kits NO For use with CK13B… | Look comments | Look comments | Contact kits spare part
113627 | KVP75U | CL Series | KVP75U KIT CONEX.INVERSOR KI75/KI08 | Look comments | Look comments | Ask GPM… Active product with no sales in EPIS 2017 and 2018
113628 | KVP85U | CL Series | KVP85U KIT ACCES. KI85-95 S.TERMICO | Look comments | Look comments | Ask GPM… Active product with no sales in EPIS 2017 and 2018
113631 | KVP85I | CL Series | KVP85I KIT ACCE. KI85-95 C.TERMICO | Look comments | Look comments | Ask GPM… Active product with no sales in EPIS 2017 and 2018
113636 | CL01D310TWH | CL Series | Contactor CL01D310TWH | Look comments | AF12-30-10-12 | Use AF12Z-30-10-22 1SBL156001R2210 when required low inrush current
113636 | CL01D310TWH | CL Series | Contactor CL01D310TWH | Look comments | AF12Z-30-10-22
113637 | KVP95E | CL Series | KVP95E JUEGO ACCESORIOS KE10-11/85-09 | Look comments | Look comments | Ask GPM… Active product with no sales in EPIS 2017 and 2018
113638 | CL04D310MWH | CL Series | CL04D310MWH CONT 3P 32A 60V DC COIL WT | Look comments | AF30-30-00-12 | Use AF30Z-30-00-22 1SBL276001R2200 when required low inrush current
113638 | CL04D310MWH | CL Series | CL04D310MWH CONT 3P 32A 60V DC COIL WT | Look comments | AF30Z-30-00-22
113640 | RT12K | RT Series | THERMAL OVERLOAD RELAY | Look comments | EF-19
113641 | RT12L | RT Series | THERMAL OVERLOAD RELAY | Look comments | EF-18.9
113642 | RT12M | RT Series | THERMAL OVERLOAD RELAY | Look comments | EF-18.9
113643 | RT12N | RT Series | THERMAL OVERLOAD RELAY | Look comments | EF-18.9
113644 | RT12P | RT Series | OVERLOAD RELAY 10-16A CLASS 20 | Look comments | EF-18.9
113645 | RT12S | RT Series | THERMAL OVERLOAD RELAY | Look comments | EF-18.9
113646 | RT12T | RT Series | THERMAL OVERLOAD RELAY | Look comments | EF-30
113647 | RT12U | RT Series | THERMAL OVERLOAD RELAY | Look comments | EF-30
113648 | RT12V | RT Series | THERMAL OVERLOAD RELAY | Look comments | EF-30
113649 | RT12W | RT Series | THERMAL OVERLOAD RELAY | Look comments | EF-45
113650 | RT22D | RT Series | THERMAL OVERLOAD RELAY | Look comments | EF-45
113651 | RT22E | RT Series | THERMAL OVERLOAD RELAY | Look comments | EF-45
113652 | RT22G | RT Series | THERMAL OVERLOAD RELAY | Look comments | EF-65
113653 | RT22H | RT Series | THERMAL OVERLOAD RELAY | Look comments | EF-65-56 | Use EF-65-70 1SAX331001R1101 for current higher than 56 A
113653 | RT22H | RT Series | THERMAL OVERLOAD RELAY | Look comments | EF-65-70
113654 | RT22J | RT Series | THERMAL OVERLOAD RELAY | Look comments | EF96
113655 | RT22L | RT Series | THERMAL OVERLOAD RELAY | Look comments | EF96
113656 | RT22M | RT Series | THERMAL OVERLOAD RELAY | Look comments | EF96
113657 | RT32C | RT Series | RT T.O.R. 63A-90A Screw terminal Class 20 for CK75&CK08 direct mounting | Look comments | EF146
113658 | RT32D | RT Series | RT T.O.R. 90A-120A Screw terminal Class 20 for CK75&CK08 direct mounting | Look comments | EF146
113659 | RT32E | RT Series | RT T.O.R. 110A-140A Screw terminal Class 20 for CK75&CK08 direct mounting | Look comments | EF146
113660 | RT32F | RT Series | RT T.O.R. 140A-190A Screw terminal Class 20 for CK75&CK08 direct mounting | Look comments | EF205
113661 | RTXRRB | RT Series | RT Remote electrical reset 12V AC/DC | Look comments | Look comments | TOL check application and move to EOL
113662 | RTXRRD | RT Series | RT Remote electrical reset 24V AC/DC | Look comments | DRS-F-01 | TOL check application and move to EOL
113663 | RTXRRG | RT Series | RT Remote electrical reset 48V AC/DC | Look comments | DRS-F-02 | TOL check application and move to EOL
113664 | RTXRRJ | RT Series | RT Remote electrical reset 110-240V AC/DC | Look comments | DRS-F-03 | TOL check application and move to EOL
113665 | RTXRRN | RT Series | RT Remote electrical reset 220-415V AC/DC | Look comments | DRS-F-04 | TOL check application and move to EOL
113666 | RTXRRU | RT Series | RT Remote electrical reset 380-480V AC/DC | Look comments | Look comments | TOL check application and move to EOL
113667 | RTXRRX | RT Series | REMOTE EL. RESET 440/480VACDC | Look comments | Look comments | TOL check application and move to EOL
113688 | CK11CE311Y | CK Series | CK11CE311Y CONT. 440-500V50-60 DC. | Look comments | AF580-30-11 | Use AF460-30-11 Coil 250-500V 1SFL597001R7111 for UL application and IEC up to 250kW AC-3 at 400V
113688 | CK11CE311Y | CK Series | CK11CE311Y CONT. 440-500V50-60 DC. | Look comments | AF460-30-11 Coil 250-500V
113694 | CK10CE311Y | CK Series | CK10CE311Y CONT. 440-500V50-60 DC. | Look comments | AF370-30-11-14 | Use AF460-30-11 Coil 250-500V 1SFL597001R7111 above 200kW AC-3 at 400V
113694 | CK10CE311Y | CK Series | CK10CE311Y CONT. 440-500V50-60 DC. | Look comments | AF460-30-11 Coil 250-500V
113700 | RT1B | RT Series | RT T.O.R. 0,16A-0,26A Screw terminal Class 10A for CL00..CL05 contactors | Look comments | TF42-0.23 | Use TF42-0.31 1SAZ721201R1013 for current higher than 0.23 A
113700 | RT1B | RT Series | RT T.O.R. 0,16A-0,26A Screw terminal Class 10A for CL00..CL05 contactors | Look comments | TF42-0.31
113701 | RT1C | RT Series | RT T.O.R. 0,25A-0,41A Screw terminal Class 10A for CL00..CL05 contactors | Look comments | TF42-0.31 | Use TF42-0.41 1SAZ721201R1014 for current higher than 0.31 A
113701 | RT1C | RT Series | RT T.O.R. 0,25A-0,41A Screw terminal Class 10A for CL00..CL05 contactors | Look comments | TF42-0.41
113702 | RT1D | RT Series | RT T.O.R. 0,4A-0,65A Screw terminal Class 10A for CL00..CL05 contactors | Look comments | TF42-0.55 | Use TF42-0.74 1SAZ721201R1021 for current higher than 0.55 A
113702 | RT1D | RT Series | RT T.O.R. 0,4A-0,65A Screw terminal Class 10A for CL00..CL05 contactors | Look comments | TF42-0.74
113703 | RT1F | RT Series | RT T.O.R. 0,65A-1,1A Screw terminal Class 10A for CL00..CL05 contactors | Look comments | TF42-0.74 | Use TF42-1.0 1SAZ721201R1023 for current higher than 0.74 A
113703 | RT1F | RT Series | RT T.O.R. 0,65A-1,1A Screw terminal Class 10A for CL00..CL05 contactors | Look comments | TF42-1.0
113704 | RT1G | RT Series | RT T.O.R. 1A-1,5A Screw terminal Class 10A for CL00..CL05 contactors | Look comments | TF42-1.0 | Use TF42-1.7 1SAZ721201R1028 for current higher than 1.0 A
113704 | RT1G | RT Series | RT T.O.R. 1A-1,5A Screw terminal Class 10A for CL00..CL05 contactors | Look comments | TF42-1.7
113705 | RT1H | RT Series | RT T.O.R. 1,3A-1,9A Screw terminal Class 10A for CL00..CL05 contactors | Look comments | TF42-1.7 | Use TF42-2.3 1SAZ721201R1031 for current higher than 1.7 A
113705 | RT1H | RT Series | RT T.O.R. 1,3A-1,9A Screw terminal Class 10A for CL00..CL05 contactors | Look comments | TF42-2.3
113706 | RT1J | RT Series | RT T.O.R. 1,8A-2,7A Screw terminal Class 10A for CL00..CL05 contactors | Look comments | TF42-2.3 | Use TF42-3.1 1SAZ721201R1033 for current higher than 2.3 A
113706 | RT1J | RT Series | RT T.O.R. 1,8A-2,7A Screw terminal Class 10A for CL00..CL05 contactors | Look comments | TF42-3.1
113707 | RT1K | RT Series | RT T.O.R. 2,5A-4A Screw terminal Class 10A for CL00..CL05 contactors | Look comments | TF42-3.1 | Use TF42-5.7 1SAZ721201R1038 for current higher than 3.1 A
113707 | RT1K | RT Series | RT T.O.R. 2,5A-4A Screw terminal Class 10A for CL00..CL05 contactors | Look comments | TF42-5.7
113708 | RT1L | RT Series | RT T.O.R. 4A-6,3A Screw terminal Class 10A for CL00..CL05 contactors | Look comments | TF42-5.7 | Use TF42-7.6 1SAZ721201R1040 for current higher than 5.7 A
113708 | RT1L | RT Series | RT T.O.R. 4A-6,3A Screw terminal Class 10A for CL00..CL05 contactors | Look comments | TF42-7.6
113709 | RT1M | RT Series | RT T.O.R. 5,5A-8,5A Screw terminal Class 10A for CL00..CL05 contactors | Look comments | TF42-7.6 | Use TF42-10 1SAZ721201R1043 for current higher than 7.6 A
113709 | RT1M | RT Series | RT T.O.R. 5,5A-8,5A Screw terminal Class 10A for CL00..CL05 contactors | Look comments | TF42-10
113710 | RT1N | RT Series | RT T.O.R. 8A-12A Screw terminal Class 10A for CL00..CL05 contactors | Look comments | TF42-10 | Use TF42-13 1SAZ721201R1045 for current higher than 10 A
113710 | RT1N | RT Series | RT T.O.R. 8A-12A Screw terminal Class 10A for CL00..CL05 contactors | Look comments | TF42-13
113711 | RT1P | RT Series | RT T.O.R. 10A-16A Screw terminal Class 10A for CL00..CL05 contactors | Look comments | TF42-13 | Use TF42-16 1SAZ721201R1047 for current higher than 13 A
113711 | RT1P | RT Series | RT T.O.R. 10A-16A Screw terminal Class 10A for CL00..CL05 contactors | Look comments | TF42-16
113712 | RT1S | RT Series | RT T.O.R. 14,5A-18A Screw terminal Class 10A for CL00..CL05 contactors | Look comments | TF42-16 | Use TF42-20 1SAZ721201R1049 for current higher than 16 A
113712 | RT1S | RT Series | RT T.O.R. 14,5A-18A Screw terminal Class 10A for CL00..CL05 contactors | Look comments | TF42-20
113713 | RT1T | RT Series | RT T.O.R. 17,5A-22A Screw terminal Class 10A for CL00..CL05 contactors | Look comments | TF42-20 | Use TF42-24 1SAZ721201R1051 for current higher than 20 A
113713 | RT1T | RT Series | RT T.O.R. 17,5A-22A Screw terminal Class 10A for CL00..CL05 contactors | Look comments | TF42-24
113714 | RT1U | RT Series | RT T.O.R. 21A-26A Screw terminal Class 10A for CL00..CL05 contactors | Look comments | TF42-24 | Use TF42-29 1SAZ721201R1052 for current higher than 24 A
113714 | RT1U | RT Series | RT T.O.R. 21A-26A Screw terminal Class 10A for CL00..CL05 contactors | Look comments | TF42-29
113715 | RT1V | RT Series | RT T.O.R. 25A-32A Screw terminal Class 10A for CL00..CL05 contactors | Look comments | TF42-29 | Use TF42-35 1SAZ721201R1053 for current higher than 29 A
113715 | RT1V | RT Series | RT T.O.R. 25A-32A Screw terminal Class 10A for CL00..CL05 contactors | Look comments | TF42-35
113716 | RT1W | RT Series | RT T.O.R. 30A-40A Screw terminal Class 10A for CL00..CL05 contactors | Look comments | TF42-35 | Use TF42-38 1SAZ721201R1055 for current higher than 35 A
113716 | RT1W | RT Series | RT T.O.R. 30A-40A Screw terminal Class 10A for CL00..CL05 contactors | Look comments | TF42-38
113717 | RT2A | RT Series | RT T.O.R. 11,5A-15A Screw terminal Class 10 for EF50..EF105 & CL07..CL10 | Look comments | Look comments | Use TF42-13 +DB42
113718 | RT2B | RT Series | RT T.O.R. 14,5A-19A Screw terminal Class 10 for EF50..EF105 & CL07..CL10 | Look comments | Look comments | Use TF42-16 +DB42
113719 | RT2C | RT Series | RT T.O.R. 18,5A-25A Screw terminal Class 10 for EF50..EF105 & CL07..CL10 | Look comments | TF65-28
113720 | RT2D | RT Series | RT T.O.R. 24A-32A Screw terminal Class 10 for EF50..EF105 & CL07..CL10 | Look comments | TF65-33
113721 | RT2E | RT Series | RT T.O.R. 30A-43A Screw terminal Class 10 for EF50..EF105 & CL07..CL10 | Look comments | TF65-40
113722 | RT2G | RT Series | RT T.O.R. 42A-55A Screw terminal Class 10 for EF50..EF105 & CL07..CL10 | Look comments | TF65-53
113723 | RT2H | RT Series | RT T.O.R. 54A-65A Screw terminal Class 10 for EF50..EF105 & CL07..CL10 | Look comments | TF65-60
113724 | RT2J | RT Series | RT T.O.R. 64A-82A Screw terminal Class 10 for EF50..EF105 & CL07..CL10 | Look comments | TF96-78
113725 | RT2L | RT Series | RT T.O.R. 78A-97A Screw terminal Class 10 for EF50..EF105 & CL07..CL10 | Look comments | TF96-87
113726 | RT2M | RT Series | RT T.O.R. 90A-110A Screw terminal Class 10 for EF50..EF105 & CL07..CL10 | Look comments | TF140DU-110
113727 | RT3B | RT Series | RT T.O.R. 55A-80A Screw terminal Class 10 for CK75&CK08 direct mounting | Look comments | TF140DU-90
113728 | RT3C | RT Series | RT T.O.R. 63A-90A Screw terminal Class 10 for CK75&CK08 direct mounting | Look comments | TF140DU-90
113729 | RT3D | RT Series | RT T.O.R. 90A-120A Screw terminal Class 10 for CK75&CK08 direct mounting | Look comments | TF140DU-110
113730 | RT3E | RT Series | RT T.O.R. 110A-140A Screw terminal Class 10 for CK75&CK08 direct mounting | Look comments | TF140DU-135
113731 | RT3F | RT Series | RT T.O.R. 140A-190A Screw terminal Class 10 for CK75&CK08 direct mounting | Look comments | TA200DU-175
113732 | RT4N | RT Series | RT T.O.R. 120A-190A Screw terminal Class 10 for CK85..CK95 contactors | Look comments | TA200DU-175
113733 | RT4P | RT Series | RT T.O.R. 175A-280A Screw terminal Class 10 for CK85..CK95 contactors | Look comments | TA200DU-200
113734 | RT4R | RT Series | RT T.O.R. 200A-310A Screw terminal Class 10 for CK85..CK95 contactors | Look comments | EF370-380
113735 | RT4LA | RT Series | RT T.O.R. 2,5A-4A Screw terminal Class 30 for CL.. & CK.. Contactors | Look comments | EF19-6.3 + DB19EF
113736 | RT4LB | RT Series | RT T.O.R. 4A-6,5A Screw terminal Class 30 for CL.. & CK.. Contactors | Look comments | EF19-6.3 + DB19EF
113737 | RT4LC | RT Series | RT T.O.R. 5,5A-8,5A Screw terminal Class 30 for CL.. & CK.. Contactors | Look comments | EF19-18.9 + DB19EF
113738 | RT4LD | RT Series | RT T.O.R. 7,5A-11A Screw terminal Class 30 for CL.. & CK.. Contactors | Look comments | EF19-18.9 + DB19EF
113739 | RT4LE | RT Series | RT T.O.R. 10A-16A Screw terminal Class 30 for CL.. & CK.. Contactors | Look comments | EF19-18.9 + DB19EF
113740 | RT4LF | RT Series | RT T.O.R. 12,5A-20A Screw terminal Class 30 for CL.. & CK.. Contactors | Look comments | EF19-18.9 + DB19EF
113741 | RT4LG | RT Series | RT T.O.R. 17A-27A Screw terminal Class 30 for CL.. & CK.. Contactors | Look comments | EF45-30 + DB45EF
113742 | RT4LH | RT Series | RT T.O.R. 26A-40A Screw terminal Class 30 for CL.. & CK.. Contactors | Look comments | EF45-45 + DB45EF
113743 | RT4LJ | RT Series | RT T.O.R. 32A-52A Screw terminal Class 30 for CL.. & CK.. Contactors | Look comments | EF96-56 + DB96
113744 | RT4LK | RT Series | RT T.O.R. 45A-70A Screw terminal Class 30 for CL.. & CK.. Contactors | Look comments | EF96-56 + DB96
113745 | RT4LL | RT Series | RT T.O.R. 60A-90A Screw terminal Class 30 for CL.. & CK.. Contactors | Look comments | EF96-56 + DB96
113746 | RT4LM | RT Series | RT T.O.R. 80A-125A Screw terminal Class 30 for CL.. & CK.. Contactors | Look comments | Customized Solution: TF42-4.2 + CT4L185R/4 + DB42
113747 | RT4LN | RT Series | RT T.O.R. 120A-190A Screw terminal Class 30 for CK85..CK95 contactors | Look comments | EF370-380
113748 | RT4LP | RT Series | RT T.O.R. 175A-280A Screw terminal Class 30 for CK85..CK95 contactors | Look comments | EF370-380
113749 | RT4LR | RT Series | RT T.O.R. 200A-310A Screw terminal Class 30 for CK85..CK95 contactors | Look comments | EF370-380
113750 | RT5A | RT Series | RT T.O.R. 120A-190A Screw terminal Class 10 for CK10..CK12 contactors | Look comments | Customized Solution: TF42-3.1 + CT4L185R/4 + DB42
113751 | RT5B | RT Series | RT T.O.R. 175A-280A Screw terminal Class 10 for CK10..CK12 contactors | Look comments | EF460
113752 | RT5C | RT Series | RT T.O.R. 250A-400A Screw terminal Class 10 for CK10..CK12 contactors | Look comments | EF460
113753 | RT5D | RT Series | RT T.O.R. 315A-500A Screw terminal Class 10 for CK10..CK12 contactors | Look comments | EF460
113754 | RT5E | RT Series | RT T.O.R. 430A-700A Screw terminal Class 10 for CK10..CK12 contactors | Look comments | EF750-800
113755 | RT5LA | RT Series | RT T.O.R. 120A-190A Screw terminal Class 30 for CK10..CK12 contactors | Look comments | Look comments | TOL check application and move to EOL
113756 | RT5LB | RT Series | RT T.O.R. 175A-280A Screw terminal Class 30 for CK10..CK12 contactors | Look comments | Look comments | TOL check application and move to EOL
113757 | RT5LC | RT Series | RT T.O.R. 250A-400A Screw terminal Class 30 for CK10..CK12 contactors | Look comments | Look comments | TOL check application and move to EOL
113758 | RT5LD | RT Series | RT T.O.R. 315A-500A Screw terminal Class 30 for CK10..CK12 contactors | Look comments | Look comments | TOL check application and move to EOL
113759 | RT5LE | RT Series | RT T.O.R. 430A-700A Screw terminal Class 30 for CK10..CK12 contactors | Look comments | Look comments | TOL check application and move to EOL
113760 | RT6A | RT Series | RT T.O.R. 500A-850A Screw terminal Class 10 for CK13 contactors | Look comments | EF750-800 | TOL check application and move to EOL
113761 | RT6LA | RT Series | RT T.O.R. 500A-850A Screw terminal Class 30 for CK13 contactors | Look comments | Look comments | TOL check application and move to EOL
113762 | RTX3 | RT Series | RT Setting range cover protection RTX3 | Look comments | Look comments | TOL check application and move to EOL
113763 | RTXL | RT Series | RTXL PROTECCION RT | Look comments | Look comments | No Need
113764 | RT2XP | RT Series | RT Base for separate mounting DIN EN50022-35 | Look comments | DB65
113850 | PTP04 | CL Series | CL Pole terminal protector for CL03…CL04… 1 pole IPXXB | Look comments | Look comments | No Need
113851 | PTP45 | CL Series | CL Pole terminal protector for CL45… 1 pole IPXXB | Look comments | LT65-30
113852 | PTP08 | CL Series | CL Pole terminal protector for CL05…CL08… 1 pole IPXXB | Look comments | LT65-30
113853 | PTP10 | CL Series | CL Pole terminal protector for CL09…CL10… 1 pole IPXXB | Look comments | LT96-30
113888 | C12168U | CL Series | CK Spare part coil 380-400V/50Hz / 480V/60Hz | Look comments | Look comments | Ask GPM… Active product with no sales in EPIS 2017 and 2018
113889 | CK08CA311R | CK Series | CK08CA311R CONT. IP00 240V50 | Look comments | AF205-30-11-13 | Use AF205-30-11-13 1SFL527002R1311 for IEC applications and AF190-30-11-13 1SFL487002R1311 for UL
113889 | CK08CA311R | CK Series | CK08CA311R CONT. IP00 240V50 | Look comments | AF190-30-11-13
113890 | CK08CA311S | CK Series | CK08CA311S CONT. IP00 240V60 | Look comments | AF205-30-11-13 | Use AF205-30-11-13 1SFL527002R1311 for IEC applications and AF190-30-11-13 1SFL487002R1311 for UL
113890 | CK08CA311S | CK Series | CK08CA311S CONT. IP00 240V60 | Look comments | AF190-30-11-13
113891 | CK08CA311V | CK Series | CK08CA311V CONT. IP00 440V60 | Look comments | AF205-30-11-14 | Use AF205-30-11-14 1SFL527002R1411 for IEC applications and AF190-30-11-14 1SFL487002R1411 for UL
113891 | CK08CA311V | CK Series | CK08CA311V CONT. IP00 440V60 | Look comments | AF190-30-11-14
113892 | CK75CA311G | CK Series | CK75CA311G CONT. IP00 48V50 | Look comments | AF146-30-11-11 | Use AF146-30-11B-11 1SFL467002R1111 for busbar connection
113892 | CK75CA311G | CK Series | CK75CA311G CONT. IP00 48V50 | Look comments | AF146-30-11B-11
113893 | CK75CA311R | CK Series | CK75CA311R CONT. IP00 240V50 | Look comments | AF146-30-11-13 | Use AF146-30-11B-13 1SFL467002R1311 for busbar connection
113893 | CK75CA311R | CK Series | CK75CA311R CONT. IP00 240V50 | Look comments | AF146-30-11B-13
113894 | CK75CA311S | CK Series | CK75CA311S CONT. IP00 240V60 | Look comments | AF146-30-11-13 | Use AF146-30-11B-13 1SFL467002R1311 for busbar connection
113894 | CK75CA311S | CK Series | CK75CA311S CONT. IP00 240V60 | Look comments | AF146-30-11B-13
113895 | CK75CA311V | CK Series | CK75CA311V CONT. IP00 440V60 | Look comments | AF146-30-11-14 | Use AF146-30-11B-14 1SFL467002R1411 for busbar connection
113895 | CK75CA311V | CK Series | CK75CA311V CONT. IP00 440V60 | Look comments | AF146-30-11B-14
113899 | V1109B4 | CK Series | CK Contact kits NO For use with CK09B… (4P) | Look comments | Look comments | Contact kits spare part
113964 | RL4RA031T9 | CL Series - RELAY | RL Auxiliary contactor 20A 3NO+1NC Screw terminal 48V 50 Hz/ 48V 60Hz | Look comments | NF31E-11
113965 | CL02A400T9 | CL Series | CL Contactor 32A AC-1 4P 48V 50Hz /48V 60Hz | Look comments | AF16-40-00-11
113972 | LB4EY | CL Series | LB4EY BOB. 500-600V50 DC | Look comments | Look comments | No Coil Spare part available
113977 | CL06E300MY | CL Series | CL06E300MY CONT. 440V AC/DC | Look comments | Look comments | Ask GPM… Active product with no sales in EPIS 2017 and 2018
113979 | LB1A9 | CL Series | COIL 48V 50/60HZ CONTACTORS CL00-CL25 | Look comments | Look comments | No Coil Spare part available
113980 | CL02A310T9 | CL Series | CL Contactor 18A AC-3 3P Aux 1NO 48V 50Hz /48V 60Hz | Look comments | AF16-30-10-11
113981 | CL01A400T9 | CL Series | CL Contactor 25A AC-1 4P 48V 50Hz /48V 60Hz | Look comments | AF09-40-00-11
113982 | CL00A301T9 | CL Series | CL Contactor 9A AC-3 3P Aux 1NC 48V 50Hz /48V 60Hz | Look comments | AF09-30-01-11
113983 | RL4RA022T9 | CL Series - RELAY | RL Auxiliary contactor 20A 2NO+2NC Screw terminal 48V 50 Hz/ 48V 60Hz | Look comments | NF22E-11
113985 | CL03A301M9 | CL Series | CONTACTOR 3P 25A 48V 50/60HZ AC COIL | Look comments | AF26-30-00-11
113986 | CL02A301T9 | CL Series | CL Contactor 18A AC-3 3P Aux 1NC 48V 50Hz /48V 60Hz | Look comments | AF16-30-01-11
113987 | CL01A301T9 | CL Series | CL Contactor 12A AC-3 3P Aux 1NC 48V 50Hz /48V 60Hz | Look comments | AF12-30-01-11
114000 | RTN1B | RT Series | THERM.RELAY | Look comments | TF42-0.23
114001 | RTN1C | RT Series | THERM.RELAY | Look comments | TF42-0.31 | Use TF42-0.41 1SAZ721201R1014 for current higher than 0.31 A
114001 | RTN1C | RT Series | THERM.RELAY | Look comments | TF42-0.41
114002 | RTN1D | RT Series | THERM.RELAY | Look comments | TF42-0.55 | Use TF42-0.74 1SAZ721201R1021 for current higher than 0.55 A
114002 | RTN1D | RT Series | THERM.RELAY | Look comments | TF42-0.74
114004 | RTN1F | RT Series | RELAY 0,65-1,1 | Look comments | TF42-0.74 | Use TF42-1.0 1SAZ721201R1023 for current higher than 0.74 A
114004 | RTN1F | RT Series | RELAY 0,65-1,1 | Look comments | TF42-1.0
114005 | RTN1G | RT Series | RELAY 1,0-1,5 | Look comments | TF42-1.3 | Use TF42-1.7 1SAZ721201R1028 for current higher than 1.3 A
114005 | RTN1G | RT Series | RELAY 1,0-1,5 | Look comments | TF42-1.7
114006 | RTN1H | RT Series | RELAY 1,3-1,9 | Look comments | TF42-1.7 | Use TF42-2.3 1SAZ721201R1031 for current higher than 1.7 A
114006 | RTN1H | RT Series | RELAY 1,3-1,9 | Look comments | TF42-2.3
114007 | RTN1J | RT Series | RELAY 1,8-2,7A | Look comments | TF42-2.3 | Use TF42-3.1 1SAZ721201R1033 for current higher than 2.3 A
114007 | RTN1J | RT Series | RELAY 1,8-2,7A | Look comments | TF42-3.1
114008 | RTN1K | RT Series | RELAY 2,5-4,1A | Look comments | TF42-3.1 | Use TF42-5.7 1SAZ721201R1038 for current higher than 3.1 A
114008 | RTN1K | RT Series | RELAY 2,5-4,1A | Look comments | TF42-5.7
114009 | RTN1L | RT Series | RELAY 4,0-6,3A | Look comments | TF42-5.7 | Use TF42-7.6 1SAZ721201R1040 for current higher than 5.7 A
114009 | RTN1L | RT Series | RELAY 4,0-6,3A | Look comments | TF42-7.6
114010 | RTN1M | RT Series | RELAY 5,5-8,5A | Look comments | TF42-7.6 | Use TF42-10 1SAZ721201R1043 for current higher than 7.6 A
114010 | RTN1M | RT Series | RELAY 5,5-8,5A | Look comments | TF42-10
114011 | RTN1N | RT Series | RELAY 8,0-12A | Look comments | TF42-10 | Use TF42-13 1SAZ721201R1045 for current higher than 10 A
114011 | RTN1N | RT Series | RELAY 8,0-12A | Look comments | TF42-13
114012 | RTN1P | RT Series | RELAY 10-16A | Look comments | TF42-13 | Use TF42-16 1SAZ721201R1047 for current higher than 13 A
114012 | RTN1P | RT Series | RELAY 10-16A | Look comments | TF42-16
114014 | RTN1S | RT Series | RELAY 14,5-18A | Look comments | TF42-16 | Use TF42-20 1SAZ721201R1049 for current higher than 16 A
114014 | RTN1S | RT Series | RELAY 14,5-18A | Look comments | TF42-20
114015 | RTN1T | RT Series | RELAY 17,5-22A | Look comments | TF42-20 | Use TF42-24 1SAZ721201R1051 for current higher than 20 A
114015 | RTN1T | RT Series | RELAY 17,5-22A | Look comments | TF42-24
114016 | RTN1U | RT Series | RELAY 21-26A | Look comments | TF42-24 | Use TF42-29 1SAZ721201R1052 for current higher than 24 A
114016 | RTN1U | RT Series | RELAY 21-26A | Look comments | TF42-29
114017 | RTN1V | RT Series | RELAY 25-32A | Look comments | TF42-29 | Use TF42-35 1SAZ721201R1053 for current higher than 29 A
114017 | RTN1V | RT Series | RELAY 25-32A | Look comments | TF42-35
114018 | RTN1W | RT Series | RELAY 30-40A | Look comments | TF42-35 | Use TF42-38 1SAZ721201R1055 for current higher than 35 A
114018 | RTN1W | RT Series | RELAY 30-40A | Look comments | TF42-38
114019 | RTN2A | RT Series | RELAY | Look comments | Look comments | Use TF42-13 +DB42
114020 | RTN2B | RT Series | RELAY | Look comments | Look comments | Use TF42-16 +DB42
114021 | RTN2C | RT Series | RELAY | Look comments | TF65-28
114022 | RTN2D | RT Series | RELAY | Look comments | TF65-33
114023 | RTN2E | RT Series | OVERLOAD RELAY 30-43A | Look comments | TF65-40
114025 | RTN2G | RT Series | RELAY | Look comments | TF65-53
114026 | RTN2H | RT Series | OVERLOAD RELAY 54-65A | Look comments | TF65-60
114027 | RTN2J | RT Series | RELAY | Look comments | TF96-78
114029 | RTN2L | RT Series | RELAY | Look comments | TF96-87
114030 | RTN2M | RT Series | RELAY | Look comments | TF140DU-110
114031 | RTN3B | RT Series | RELE' TERMICO 55-80A | Look comments | TF140DU-90
114032 | RTN3C | RT Series | RELE' TERMICO 63-90A | Look comments | TF140DU-90
114033 | RTN3D | RT Series | RELE' TERMICO 90-120A | Look comments | TF140DU-110
114034 | RTN3E | RT Series | RELE' TERMICO 110-140A | Look comments | TF140DU-135
114035 | RTN3F | RT Series | RELE' TERMICO 140-190A | Look comments | TA200DU-175
114036 | RTN4N | RT Series | Overload Relay 120 - 190 A | Look comments | TA200DU-175
114037 | RTN4P | RT Series | Overload Relay 175 - 280 A | Look comments | TA200DU-200
114038 | RTN4R | RT Series | Overload Relay 200 - 310 A | Look comments | Customized Solution: TF42-4.2 + CT4L310R/4 + DB42
114040 | RTN5B | RT Series | RTN5B Overload Relay 175 - 280 A | Look comments | EF460
114041 | RTN5C | RT Series | OVERLOAD RELAY 250-400A | Look comments | EF460
114042 | RTN5D | RT Series | RTN5D Overload Relay 315-500 A | Look comments | EF460
114043 | RTN5E | RT Series | RTN5E Overload Relay 430-650A | Look comments | Customized Solution: TF42-4.2 + CT5L500R/4 + DB42
114064 | CL25D310TD | CL Series | DC CONTACTOR 3P 1NO 11KW 24V | Look comments | AF26-30-00-11 | Use AF26Z-30-00-21 1SBL236001R2100 when required low inrush current
114064 | CL25D310TD | CL Series | DC CONTACTOR 3P 1NO 11KW 24V | Look comments | AF26Z-30-00-21
114066 | RT12GK | AEG OL Relay | RELE TERM RT1 2,5-4,1 AEG CL.20 | Look comments | EF-19
114067 | RT12GL | AEG OL Relay | RELE TERM RT1 4,0-6,3 AEG CL.20 | Look comments | EF-18.9
114068 | RT12GM | AEG OL Relay | RELE TERM RT1 5,5-8,5 AEG CL.20 | Look comments | EF-18.9
114069 | RT12GN | AEG OL Relay | RELE TERM RT1 8,0-12 AEG CL.20 | Look comments | EF-18.9
114070 | RT12GP | AEG OL Relay | RELE TERM RT1 10-16 AEG CL.20 | Look comments | EF-18.9
114071 | RT12GS | AEG OL Relay | RELE TERM RT1 14,5-18 AEG CL.20 | Look comments | EF-18.9
114072 | RT12GT | AEG OL Relay | RELE TERM RT1 17,5-22 AEG CL.20 | Look comments | EF-30
114073 | RT12GU | AEG OL Relay | RELE TERM RT1 21-26 AEG CL.20 | Look comments | EF-30
114074 | RT12GV | AEG OL Relay | RELE TERM RT1 25-32 AEG CL.20 | Look comments | EF-30
114075 | RT12GW | AEG OL Relay | RELE TERM RT1 30-40 AEG CL.20 | Look comments | EF-45
114076 | RT22GD | RT Series | Thermal overload relay | Look comments | EF-45
114077 | RT22GE | RT Series | Thermal overload relay | Look comments | EF-45
114078 | RT22GG | RT Series | THERM. REL. RT 24-32A | Look comments | EF-65
114079 | RT22GH | RT Series | Thermal overload relay | Look comments | EF-65
114080 | RT22GJ | RT Series | Thermal overload relay | Look comments | EF96
114081 | RT22GL | RT Series | THERM. REL. RT 78-97A | Look comments | EF96
114082 | RT22GM | RT Series | Thermal overload relay | Look comments | Look comments | Ask GPM… Active product with no sales in EPIS 2017 and 2018
114083 | RT32GC | RT Series | Thermal overload relay | Look comments | EF146
114084 | RT32GD | RT Series | Thermal overload relay | Look comments | EF146
114085 | RT32GE | RT Series | Thermal overload relay | Look comments | EF146
114086 | RT32GF | RT Series | Thermal overload relay | Look comments | EF205
114087 | RT1RB | RT Series | RT T.O.R. 0,16A-0,26A Ring terminal Class 10A for CL00..CL05 contactors | Look comments | Look comments | Review Application. Ringterminal
114089 | RT1RD | RT Series | RT T.O.R. 0,4A-0,65A Ring terminal Class 10A for CL00..CL05 contactors | Look comments | Look comments | Review Application. Ringterminal
114090 | RT1RF | RT Series | RT T.O.R. 0,65A-1,1A Ring terminal Class 10A for CL00..CL05 contactors | Look comments | Look comments | Review Application. Ringterminal
114091 | RT1RG | RT Series | RT T.O.R. 1A-1,5A Ring terminal Class 10A for CL00..CL05 contactors | Look comments | Look comments | Review Application. Ringterminal
114092 | RT1RH | RT Series | RT T.O.R. 1,3A-1,9A Ring terminal Class 10A for CL00..CL05 contactors | Look comments | Look comments | Review Application. Ringterminal
114093 | RT1RJ | RT Series | RT T.O.R. 1,8A-2,7A Ring terminal Class 10A for CL00..CL05 contactors | Look comments | Look comments | Review Application. Ringterminal
114094 | RT1RK | RT Series | RT T.O.R. 2,5A-4A Ring terminal Class 10A for CL00..CL05 contactors | Look comments | Look comments | Review Application. Ringterminal
114095 | RT1RL | RT Series | RT T.O.R. 4A-6,3A Ring terminal Class 10A for CL00..CL05 contactors | Look comments | Look comments | Review Application. Ringterminal
114096 | RT1RM | RT Series | RT T.O.R. 5,5A-8,5A Ring terminal Class 10A for CL00..CL05 contactors | Look comments | Look comments | Review Application. Ringterminal
114097 | RT1RN | RT Series | RT T.O.R. 8A-12A Ring terminal Class 10A for CL00..CL05 contactors | Look comments | Look comments | Review Application. Ringterminal
114098 | RT1RP | RT Series | RT T.O.R. 10A-16A Ring terminal Class 10A for CL00..CL05 contactors | Look comments | Look comments | Review Application. Ringterminal
114099 | RT1RS | RT Series | RT T.O.R. 14,5A-18A Ring terminal Class 10A for CL00..CL05 contactors | Look comments | Look comments | Review Application. Ringterminal
114100 | RT1RT | RT Series | RT T.O.R. 17,5A-22A Ring terminal Class 10A for CL00..CL05 contactors | Look comments | Look comments | Review Application. Ringterminal
114101 | RT1RU | RT Series | RT T.O.R. 21A-26A Ring terminal Class 10A for CL00..CL05 contactors | Look comments | Look comments | Review Application. Ringterminal
114102 | RT1RV | RT Series | RT T.O.R. 25A-32A Ring terminal Class 10A for CL00..CL05 contactors | Look comments | Look comments | Review Application. Ringterminal
114103 | RT1RW | RT Series | RT T.O.R. 30A-40A Ring terminal Class 10A for CL00..CL05 contactors | Look comments | Look comments | Review Application. Ringterminal
114109 | RT2RG | RT Series | RT T.O.R. 42A-55A Ring terminal Class 10 for EF50..EF105 & CL07..CL10 | Look comments | Look comments | Review Application. Ringterminal
114113 | RT2RM | RT Series | RT T.O.R. 90A-110A Ring terminal Class 10 for EF50..EF105 & CL07..CL10 | Look comments | Look comments | Review Application. Ringterminal
114114 | RT12RK | RT Series | Therm. Overload Rel. 2,2 - 4,1A Ringt. | Look comments | Look comments | TOL check application and move to EOL
114121 | RT12RU | RT Series | Thermisch relais RT 21.0 -26.0 A ring | Look comments | Look comments | TOL check application and move to EOL
114123 | RT12RW | RT Series | Thermal overload relay | Look comments | Look comments | TOL check application and move to EOL
114131 | RT1RC | RT Series | RT T.O.R. 0,25A-0,41A Ring terminal Class 10A for CL00..CL05 contactors | Look comments | Look comments | TOL check application and move to EOL
114132 | RT2RB | RT Series | RT T.O.R. 14,5A-19A Ring terminal Class 10 for EF50..EF105 & CL07..CL10 | Look comments | Look comments | Review Application. Ringterminal
114133 | RT2RD | RT Series | RT T.O.R. 24A-32A Ring terminal Class 10 for EF50..EF105 & CL07..CL10 | Look comments | Look comments | Review Application. Ringterminal
114134 | RT2RE | RT Series | RT T.O.R. 30A-43A Ring terminal Class 10 for EF50..EF105 & CL07..CL10 | Look comments | Look comments | Review Application. Ringterminal
114146 | RT2RH | RT Series | RT T.O.R. 54A-65A Ring terminal Class 10 for EF50..EF105 & CL07..CL10 | Look comments | Look comments | Review Application. Ringterminal
114161 | MBS25-006 -T | AEG MMS | MBS 25 0,63-1A Railapplications | Look comments | MS132-1.0B | TOL check application and move to EOL
114235 | RT2RL | RT Series | RT T.O.R. 78A-97A Ring terminal Class 10 for EF50..EF105 & CL07..CL10 | Look comments | Look comments | TOL check application and move to EOL
114236 | CL00A310T6MP | CL Series | CL00A310T6MP CONT 3P 9A 230V50/60HZ COIL | Look comments | AF09-30-10-13
114237 | CL00A310T1MP | CL Series | CL CONT 9A 3P 24V 50/60HZ COIL MP | Look comments | AF09-30-10-11
114238 | CL02A310T1MP | CL Series | CL CONT 18A 3P 24V50/60HZ COIL MP | Look comments | AF16-30-10-11
114239 | RT1KMP | RT Series | IEC O/L RLY CLS 10 MULTI-PACK | Look comments | TF42-3.1
114987 |  | AEG MMS | 910-293-111-00C OBUDOWA IZOL. TYP i IP55 | Look comments | IB132-G
116011 | LG0006S1B0 | CL Series | LG0006S1B0 D.O.L.STARTER (EMPTY BOX) | Look comments | Look comments | Starter enclosure. Move tor DRAF
116074 | MG0006QAT0 | CL Series | D.O.L.STARTER (EMPTY BOX) | Look comments | Look comments | Starter enclosure. Move tor DRAS
116212 | KVP08E | CL Series | KVP08E KIT ACC. KE85-09 | Look comments | Look comments | Ask GPM… Active product with no sales in EPIS 2017 and 2018
116235 | KVP12E | CL Series | KVP12e jEGO ACCESORIOS KE85-KE09 | Look comments | Look comments | Ask GPM… Active product with no sales in EPIS 2017 and 2018
116402 | MG0006RAT0 | CL Series | MG0006RAT0 D.O.L.STARTER (EMPTY BOX) | Look comments | Look comments | Starter enclosure. Move tor DRAS
116572 | V31235BG | AEG Contactors | 910-304-630-00 CS15 CONT.ACC. CL35.. | Look comments | Look comments | Contact kit replacement not available
116577 | V31207BG | AEG Contactors | 910-304-642-00 CS30 CONT.ACC. CL07.. | Look comments | Look comments | Contact kit replacement not available
116579 | V31208BG | AEG Contactors | 910-304-644-00 CS37 CONT.ACC. CL08.. | Look comments | Look comments | Contact kit replacement not available
116582 | V31210BG | AEG Contactors | 910-304-648-00 CS55 CONT.ACC. CL10.. | Look comments | Look comments | Contact kit replacement not available
116592 | LB3A6G | AEG Contactors | 910-304-652-50 C652 230V50-60 | Look comments | Look comments | No Coil Spare part available
116593 | LB3A1G | AEG Contactors | 910-304-652-55 C652 24V50-60 | Look comments | Look comments | No Coil Spare part available
116594 | LB3A3G | AEG Contactors | 910-304-652-56 C652 110V50-60 | Look comments | Look comments | No Coil Spare part available
116598 | LB3AJG | AEG Contactors | 910-304-652-88 C652 110V50 | Look comments | Look comments | No Coil Spare part available
116599 | LB4ANG | AEG Contactors | 910-304-653-00 REC.BOB. 220-230V50 | Look comments | Look comments | No Coil Spare part available
116600 | LB4A6G | AEG Contactors | 910-304-653-50 C-653 230V50-60 | Look comments | Look comments | No Coil Spare part available
116601 | LB4A1G | AEG Contactors | 910-304-653-55 REC.BOB. 24V 50/60Hz | Look comments | Look comments | No Coil Spare part available
116602 | LB4A3G | AEG Contactors | 910-304-653-56 C653 115-110V50-60 | Look comments | Look comments | No Coil Spare part available
116612 | LB3DDG | AEG Contactors | LB3DDG BOB. 24V DC | Look comments | Look comments | No Coil Spare part available
116613 | LB3DKG | AEG Contactors | 910-304-662-14 C662 120-125V DC | Look comments | Look comments | No Coil Spare part available
116615 | LB3DHG | AEG Contactors | LB3DHG BOB. 60V DC | Look comments | Look comments | No Coil Spare part available
116616 | LB3DJG | AEG Contactors | LB3DJG BOB. 110V DC | Look comments | Look comments | No Coil Spare part available
116651 | LG0004R1B0 | AEG Contactors | LG0004R1B0 D.O.L.STARTER (EMPTY BOX) | Look comments | Look comments | Move to DRAF Encolsed solution
116652 | LG0006R1B0 | CL Series | LG0006R1B0 D.O.L.STARTER (EMPTY BOX) | Look comments | Look comments | Starter enclosure. Move tor DRAF
116653 | LG0404P1B0 | CL Series | LG0404P1B0 D.O.L.STARTER (EMPTY BOX) | Look comments | Look comments | Starter enclosure. Move tor DRAF
116656 | LG0406P1B0 | CL Series | LG0406P1B0 D.O.L.STARTER (EMPTY BOX) | Look comments | Look comments | Starter enclosure. Move tor DRAF
116748 | 910-343-108-01 | AEG OL Relay | b 05 1,35 - 2 | Look comments | T16-1.7
116749 | MT0ADG | AEG OL Relay | b 05 0,43 - 0,65 | Look comments | T16-0.55
116778 | LS15K.10A88 | AEG Contactors | 910-304-280-88 LS15K.10 110V50 120V60 | Look comments | AF30-30-00-13
116780 | LS18K-22.00A00 | AEG Contactors | LS 18K-22.00-00 220/230V 50Hz / 277V 60 | Look comments | AF40-22-00-13 | Use AF80-22-00-13 1SBL397501R1300 for AC-1 application higher than 70 A
116780 | LS18K-22.00A00 | AEG Contactors | LS 18K-22.00-00 220/230V 50Hz / 277V 60 | Look comments | AF80-22-00-13
116784 | LS30K-4.00A50 | AEG Contactors | 910-304-360-50 LS30K 230V50-60 | Look comments | AF80-40-00-13
116796 | LB4AUG | AEG Contactors | 910-304-653-83 C653 380V50 | Look comments | Look comments | No Coil Spare part available
116797 | LB4AYG | AEG Contactors | 910-304-653-82 C653 500V50 | Look comments | Look comments | No Coil Spare part available
116805 | LB3AUG | AEG Contactors | 910-304-652-83 C652 380V50 | Look comments | Look comments | No Coil Spare part available
116809 | LB3ATG | AEG Contactors | 910-304-652-8P C652 380V60 | Look comments | Look comments | No Coil Spare part available
116816 | LB4A12G | AEG Contactors | 910-304-653-68 C653 200V50-60 | Look comments | Look comments | No Coil Spare part available
116817 | LB3A9G | AEG Contactors | 910-304-652-57 C652 48V50-60 | Look comments | Look comments | No Coil Spare part available
116818 | LB3A13G | AEG Contactors | 910-304-652-59 C652 400V50-60 | Look comments | Look comments | No Coil Spare part available
116819 | LB4A13G | AEG Contactors | 910-304-653-59 C653 400V50-60 | Look comments | Look comments | No Coil Spare part available
116950 | V31175BA | CK Series | V31175BA CONT.ACCES. CK75.. | Look comments | Look comments | Contact kits spare part
116961 | CK08BA. | CK Series | CONJ.BORNE CK08BA. C094170000 | Look comments | Look comments | Ask GPM… Active product with no sales in EPIS 2017 and 2018
116996 | LG0404S1B0 | CL Series | LG0404S1B0 D.O.L.STARTER (EMPTY BOX) | Look comments | Look comments | Starter enclosure. Move tor DRAF
116997 | LG0406S1B0 | CL Series | LG0406S1B0 D.O.L.STARTER (EMPTY BOX) | Look comments | Look comments | Starter enclosure. Move tor DRAF
118999 | CL25A300G6MP-M | AEG Contactors | LS11K00MP-M | Look comments | AF26-30-00-13
119002 | CL02A310G6MP | AEG Contactors | LS7K10MP 40 pcs. in a bottle | Look comments | AF16-30-10-13
120001 | SFK0A | SFK | MMS 0.1-0.16A SFK0A. No UL mark | Look comments | MS116-0.16 | Use MS132-0.16 1SAM350000R1001 for higher Icu/Ics
120001 | SFK0A | SFK | MMS 0.1-0.16A SFK0A. No UL mark | Look comments | MS132-0.16
120002 | SFK0B | SFK | MOT CIR PROD DEV 0.16-0.25A SFK0B | Look comments | MS116-0.25 | Use MS132-0.25 1SAM350000R1002 for higher Icu/Ics
120002 | SFK0B | SFK | MOT CIR PROD DEV 0.16-0.25A SFK0B | Look comments | MS132-0.25
120003 | SFK0C | SFK | MOT CIR PROD DEV 0.25-0.4A SFK0C | Look comments | MS116-0.4 | Use MS132-0.4 1SAM350000R1003 for higher Icu/Ics
120003 | SFK0C | SFK | MOT CIR PROD DEV 0.25-0.4A SFK0C | Look comments | MS132-0.4
120004 | SFK0D | SFK | MOT CIR PROD DEV 0.4-0.63A SFK0D | Look comments | MS116-0.63 | Use MS132-0.63 1SAM350000R1004 for higher Icu/Ics
120004 | SFK0D | SFK | MOT CIR PROD DEV 0.4-0.63A SFK0D | Look comments | MS132-0.63
120005 | SFK0E | SFK | MOT CIR PROD DEV 0.63-1A SFK0E | Look comments | MS116-1.0 | Use MS132-1.0 1SAM350000R1005 for higher Icu/Ics
120005 | SFK0E | SFK | MOT CIR PROD DEV 0.63-1A SFK0E | Look comments | MS132-1.0
120006 | SFK0F | SFK | MOTOR PROTECTION RLY 1-1,6 A SFK0F | Look comments | MS116-1.6 | Use MS132-1.6 1SAM350000R1006 for higher Icu/Ics
120006 | SFK0F | SFK | MOTOR PROTECTION RLY 1-1,6 A SFK0F | Look comments | MS132-1.6
120007 | SFK0G | SFK | MOT CIR PROD DEV 1.6-2.5A SFK0G | Look comments | MS116-2.5 | Use MS132-2.5 1SAM350000R1007 for higher Icu/Ics
120007 | SFK0G | SFK | MOT CIR PROD DEV 1.6-2.5A SFK0G | Look comments | MS132-2.5
120008 | SFK0H | SFK | MOT CIR PROD DEV 2.5-4A SFK0H | Look comments | MS116-4.0 | Use MS132-4.0 1SAM350000R1008 for higher Icu/Ics
120008 | SFK0H | SFK | MOT CIR PROD DEV 2.5-4A SFK0H | Look comments | MS132-4.0
120009 | SFK0I | SFK | MOT CIR PROD DEV 4-6.3A SFK0I | Look comments | MS116-6.3 | Use MS132-6.3 1SAM350000R1009 for higher Icu/Ics
120009 | SFK0I | SFK | MOT CIR PROD DEV 4-6.3A SFK0I | Look comments | MS132-6.3
120010 | SFK0J | SFK | MOT CIR PROD DEV 6.3-10A SFK0J | Look comments | MS116-10 | Use MS132-10 1SAM350000R1010 for higher Icu/Ics
120010 | SFK0J | SFK | MOT CIR PROD DEV 6.3-10A SFK0J | Look comments | MS132-10
120011 | SFK0K | SFK | SFK MOT CIR BREAKER DEV 10-16A | Look comments | MS116-16 | Use MS132-16 1SAM350000R1011 for higher Icu/Ics
120011 | SFK0K | SFK | SFK MOT CIR BREAKER DEV 10-16A | Look comments | MS132-16
120012 | SFK0L | SFK | MOT CIR PROD DEV 16-20A SFK0L | Look comments | MS116-20 | Use MS132-20 1SAM350000R1013 for higher Icu/Ics
120012 | SFK0L | SFK | MOT CIR PROD DEV 16-20A SFK0L | Look comments | MS132-20
120013 | SFK0M | SFK | MCPD 20.25A SFKOM | Look comments | MS116-25 | Use MS132-25 1SAM350000R1014 for higher Icu/Ics
120013 | SFK0M | SFK | MCPD 20.25A SFKOM | Look comments | MS132-25
120020 | SFAL11N | SFK | AUX. CONTACT 1NO/1NC SFAL11N | Look comments | HK1-11 Aux.-contact
120021 | SFAL20N | SFK | AUX. CONTACT 2NO SIDE MTG. SFAL20N | Look comments | HK1-20 Aux.-contact
120022 | SFAL11D | SFK | AUX. CONTACT 1NO/1NC SFAL11D | Look comments | HK1-20L Aux.-cont. w. 2 lead contacts
120023 | SFAL20D | SFK | AUX.CONTACT 2NO SDE.MTG. SFAL20D | Look comments | HK1-20L Aux.-cont. w. 2 lead contacts
120024 | SFAI11 | SFK | AUX. CONTACT 1NO 1NC INT.MTG. SFAI11 | Look comments | HKS4-11
120025 | SFAK10 | SFK | AUX. CONTACT 1NO INT.MTG. SFAK10 | Look comments | HKS4-11
120026 | SFAK01 | SFK | AUX. CONTACT 1NO INT.MTG. SFAK01 | Look comments | Look comments | No replacement, phased out
120027 | SFAL11S | SFK | HULPCONT.SFK ZIJMONTAGE1 WISSELCONTACT | Look comments | HK1-11
120030 | SFB0AJ | SFK | SHUNT TRIP COIL 110V | Look comments | AA1-110 Shunt Trip 110V | Review Application
120031 | SFB0AN | SFK | SHUNT TRIP COIL 220V | Look comments | AA1-230 Shunt Trip 200-240V | Review Application
120032 | SFB0AU | SFK | SHUNT TRIP COIL 380V | Look comments | AA1-400 Shunt Trip 350-415V | Review Application
120034 | SFB0RJ | SFK | UV TRIP. 110V SFBORJ | Look comments | UA1-120 Undervoltage release 110V 50Hz 120 V 60 Hz
120035 | SFB0RN | SFK | UV TRIP. 230V | Look comments | UA1-230 Undervoltage release 230 V
120036 | SFB0RU | SFK | UV TRIP. 380V SFB0RU | Look comments | Look comments | No replacement
120040 | SFS04 | SFK | ENCLOSURE SURFACE MTG.IP41 SFS04 | Look comments | IB132-G | Review Application, ABB versions have no push buttons, IP65 and M2/M25 cable glands, dark grey front black bottom
120041 | SFS05 | SFK | ENCLOSURE SURFACE MTG.IP55. SFS05 | Look comments | IB132-G | Review Application, ABB versions have no push buttons, IP65 and M2/M25 cable glands, dark grey front black bottom
120042 | SFE04 | SFK | ENCLOSURE FL. MTG.IP41. SFE04 | Look comments | DMS132-G | Review Application, ABB versions have no push buttons and IP65
120043 | SFE05 | SFK | ENCLOSURE FL. MTG.IP55. SFE05 | Look comments | DMS132-G | Review Application, ABB versions have no push buttons and IP65
120046 | SFS0K2 | SFK | KIT IP55 X SURFACE SFSOL | Look comments | Look comments | No replacement
120047 | SFE0K2 | SFK | KIT IP55 X SURFACE SFEO-4 | Look comments | Look comments | No replacement
120050 | SFVH03 | SFK | CURRENT LIMITER 50KA SFVH-03 | Look comments | Look comments | Product Gap, no replacement
120051 | SFPS0 | SFK | P/B MUSHROOM SPRING RETURN. SFPS0 | Look comments | Look comments | No exact equivalence, check pilot devices
120052 | SFPR0 | SFK | P/B MUSHROOM PULL RELEASE | Look comments | Look comments | No exact equivalence, check pilot devices
120053 | SFPE0 | SFK | P/B MUSHROOM KEY RELEASE | Look comments | Look comments | No exact equivalence, check pilot devices
120054 | SFVC0 | SFK | PADLOCK COVER SFVC0 | Look comments | Look comments | No Need for IB132
120080 | 910293000000 | AEG MMS | NEUTRAL LINK SFVN0 | Look comments | Look comments | No Need
120184 | GPS1BS0A-B | Surion | MMS T+M PROT. 0,1-0,16 STAND.BREAKING-W | Look comments | MS116-0.16 | Use MS132-0.16 1SAM350000R1001 for higher Icu/Ics
120184 | GPS1BS0A-B | Surion | MMS T+M PROT. 0,1-0,16 STAND.BREAKING-W | Look comments | MS132-0.16
120185 | GPS1BS0B-B | Surion | MMS T+M PROT. 0,16-0,25 STAND.BREAKING-W | Look comments | MS116-0.25 | Use MS132-0.25 1SAM350000R1002 for higher Icu/Ics
120185 | GPS1BS0B-B | Surion | MMS T+M PROT. 0,16-0,25 STAND.BREAKING-W | Look comments | MS132-0.25
120186 | GPS1BS0C-B | Surion | MMS T+M PROT. 0,25-0,4 STAND.BREAKING-W | Look comments | MS116-0.4 | Use MS132-0.4 1SAM350000R1003 for higher Icu/Ics
120186 | GPS1BS0C-B | Surion | MMS T+M PROT. 0,25-0,4 STAND.BREAKING-W | Look comments | MS132-0.4
120187 | GPS1BS0D-B | Surion | MMS T+M PROT. 0,4-0,63 STAND.BREAKING-W | Look comments | MS116-0.63 | Use MS132-0.63 1SAM350000R1004 for higher Icu/Ics
120187 | GPS1BS0D-B | Surion | MMS T+M PROT. 0,4-0,63 STAND.BREAKING-W | Look comments | MS132-0.63
120188 | GPS1BS0E-B | Surion | MMS T+M PROT. 0,63-1 STAND.BREAKING-WH. | Look comments | MS116-1.0 | Use MS132-1.0 1SAM350000R1005 for higher Icu/Ics
120188 | GPS1BS0E-B | Surion | MMS T+M PROT. 0,63-1 STAND.BREAKING-WH. | Look comments | MS132-1.0
120189 | GPS1BS0F-B | Surion | MMS T+M PROT. 1-1,6 STAND.BREAKING-W | Look comments | MS116-1.6 | Use MS132-1.6 1SAM350000R1006 for higher Icu/Ics
120189 | GPS1BS0F-B | Surion | MMS T+M PROT. 1-1,6 STAND.BREAKING-W | Look comments | MS132-1.6
120190 | GPS1BS0G-B | Surion | MMS T+M PROT. 1,6-2,5 STAND.BREAKING-W | Look comments | MS116-2.5 | Use MS132-2.5 1SAM350000R1007 for higher Icu/Ics
120190 | GPS1BS0G-B | Surion | MMS T+M PROT. 1,6-2,5 STAND.BREAKING-W | Look comments | MS132-2.5
120191 | GPS1BS0H-B | Surion | MMS T+M PROT. 2,5-4 STAND.BREAKING-WH. | Look comments | MS116-4.0 | Use MS132-4.0 1SAM350000R1008 for higher Icu/Ics
120191 | GPS1BS0H-B | Surion | MMS T+M PROT. 2,5-4 STAND.BREAKING-WH. | Look comments | MS132-4.0
120192 | GPS1BS0J-B | Surion | MMS T+M PROT. 4-6,3 STAND.BREAKING-W | Look comments | MS116-6.3 | Use MS132-6.3 1SAM350000R1009 for higher Icu/Ics
120192 | GPS1BS0J-B | Surion | MMS T+M PROT. 4-6,3 STAND.BREAKING-W | Look comments | MS132-6.3
120193 | GPS1BS0K-B | Surion | MMS T+M PROT. 6,3-10 STAND.BREAKING-WH | Look comments | MS116-10 | Use MS132-10 1SAM350000R1010 for higher Icu/Ics
120193 | GPS1BS0K-B | Surion | MMS T+M PROT. 6,3-10 STAND.BREAKING-WH | Look comments | MS132-10
120194 | GPS1BS0L-B | Surion | MMS T+M PROT. 9-13 STAND.BREAKING-WHI. | Look comments | MS116-12 | Use MS132-12 1SAM350000R1012 for higher Icu/Ics
120194 | GPS1BS0L-B | Surion | MMS T+M PROT. 9-13 STAND.BREAKING-WHI. | Look comments | MS132-12
120195 | GPS1BS0M-B | Surion | MMS T+M PROT. 11-16 STAND.BREAKING-WH. | Look comments | MS116-16 | Use MS132-16 1SAM350000R1011 for higher Icu/Ics
120195 | GPS1BS0M-B | Surion | MMS T+M PROT. 11-16 STAND.BREAKING-WH. | Look comments | MS132-16
120196 | GPS1BS0N-B | Surion | MMS T+M PROT. 14-20 STAND.BREAKING-WH. | Look comments | MS116-20 | Use MS132-20 1SAM350000R1013 for higher Icu/Ics
120196 | GPS1BS0N-B | Surion | MMS T+M PROT. 14-20 STAND.BREAKING-WH. | Look comments | MS132-20
120197 | GPS1BS0P-B | Surion | MMS T+M PROT. 19-25 STAND.BREAKING-WH. | Look comments | MS116-25 | Use MS132-25 1SAM350000R1014 for higher Icu/Ics
120197 | GPS1BS0P-B | Surion | MMS T+M PROT. 19-25 STAND.BREAKING-WH. | Look comments | MS132-25
120322 | GPS1BS0R-B | Surion | MMS T+M PROT. 24-32 STAND.BREAKING-WH. | Look comments | MS116-32 | Use MS132-32 1SAM350000R1015 for higher Icu/Ics
120322 | GPS1BS0R-B | Surion | MMS T+M PROT. 24-32 STAND.BREAKING-WH. | Look comments | MS132-32
120323 | GPS2BS0K-B | Surion | MMS T+M PROT. 6-10 STAND.BREAKING-WHI. | Look comments | MS132-10
120324 | GPS2BS0M-B | Surion | MMS T+M PROT. 11-16 STAND.BREAKING-WH. | Look comments | MS132-16 | Use MS165-16 1SAM451000R1011 for higher Icu/Ics
120324 | GPS2BS0M-B | Surion | MMS T+M PROT. 11-16 STAND.BREAKING-WH. | Look comments | MS165-16
120325 | GPS2BS0N-B | Surion | MMS T+M PROT. 14-20 STAND.BREAKING-WH. | Look comments | MS132-20 | Use MS165-20 1SAM451000R1012 for higher Icu/Ics
120325 | GPS2BS0N-B | Surion | MMS T+M PROT. 14-20 STAND.BREAKING-WH. | Look comments | MS165-20
120326 | GPS2BS0P-B | Surion | MMS T+M PROT. 19-25 STAND.BREAKING-WH. | Look comments | MS132-25 | Use MS165-25 1SAM451000R1013 for higher Icu/Ics
120326 | GPS2BS0P-B | Surion | MMS T+M PROT. 19-25 STAND.BREAKING-WH. | Look comments | MS165-25
120327 | GPS2BS0R-B | Surion | MMS T+M PROT. 24-32 STAND.BREAKING-WH. | Look comments | MS132-32 | Use MS165-32 1SAM451000R1014 for higher Icu/Ics
120327 | GPS2BS0R-B | Surion | MMS T+M PROT. 24-32 STAND.BREAKING-WH. | Look comments | MS165-32
120328 | GPS2BS0S-B | Surion | MMS T+M PROT. 28-40 STAND.BREAKING-WH. | Look comments | MS165-42
120329 | GPS2BS0T-B | Surion | MMS T+M PROT. 35-50 STAND.BREAKING-WH. | Look comments | MS165-54
120330 | GPS2BS0U-B | Surion | MMS T+M PROT. 45-63 STAND.BREAKING-WH. | Look comments | MS165-65
120331 | GPS1BH0A-B | Surion | MMS T+M PROT. 0,1-0,16 HIGH BREAKING-W | Look comments | MS132-0.16
120332 | GPS1BH0B-B | Surion | MMS T+M PROT. 0,16-0,25 HIGH BREAKING-W | Look comments | MS132-0.25
120333 | GPS1BH0C-B | Surion | MMS T+M PROT. 0,25-0,4 HIGH BREAKING-W | Look comments | MS132-0.4
120334 | GPS1BH0D-B | Surion | MMS T+M PROT. 0,4-0,63 HIGH BREAKING-W | Look comments | MS132-0.63
120335 | GPS1BH0E-B | Surion | MMS T+M PROT. 0,63-1 HIGH BREAKING-WHI. | Look comments | MS132-1.0
120336 | GPS1BH0F-B | Surion | MMS T+M PROT. 1-1,6 HIGH BREAKING-W | Look comments | MS132-1.6
120337 | GPS1BH0G-B | Surion | MMS T+M PROT. 1,6-2,5 HIGH BREAKING-WH | Look comments | MS132-2.5
120338 | GPS1BH0H-B | Surion | MMS T+M PROT. 2,5-4 HIGH BREAKING-WHI. | Look comments | MS132-4.0
120339 | GPS1BH0J-B | Surion | MMS T+M PROT. 4-6,3 HIGH BREAKING-WH | Look comments | MS132-6.3
120340 | GPS1BH0K-B | Surion | MMS T+M PROT. 6,3-10 HIGH BREAKING-WH | Look comments | MS132-10
120341 | GPS1BH0L-B | Surion | MMS T+M PROT. 9-13 HIGH BREAKING-WHITE | Look comments | MS132-12
120342 | GPS1BH0M-B | Surion | MMS T+M PROT. 11-16 HIGH BREAKING-WHI. | Look comments | MS132-16
120343 | GPS1BH0N-B | Surion | MMS T+M PROT. 14-20 HIGH BREAKING-WHI. | Look comments | MS132-20
120344 | GPS1BH0P-B | Surion | MMS T+M PROT. 19-25 HIGH BREAKING-WHI. | Look comments | MS132-25
120345 | GPS1BH0R-B | Surion | MMS T+M PROT. 24-32 HIGH BREAKING-WHI. | Look comments | MS132-32
120346 | GPS2BH0K-B | Surion | MMS T+M PROT. 6-10 HIGH BREAKING-WHITE | Look comments | MS132-10
120347 | GPS2BH0M-B | Surion | MMS T+M PROT. 11-16 HIGH BREAKING-WHI. | Look comments | MS165-16
120348 | GPS2BH0N-B | Surion | MMS T+M PROT. 14-20 HIGH BREAKING-WHI. | Look comments | MS165-20
120349 | GPS2BH0P-B | Surion | MMS T+M PROT. 19-25 HIGH BREAKING-WHI. | Look comments | MS165-25
120350 | GPS2BH0R-B | Surion | MMS T+M PROT. 24-32 HIGH BREAKING-WHI. | Look comments | MS165-32
120351 | GPS2BH0S-B | Surion | MMS T+M PROT. 28-40 HIGH BREAKING-WHI. | Look comments | MS165-42
120352 | GPS2BH0T-B | Surion | MMS T+M PROT. 35-50 HIGH BREAKING-WHI. | Look comments | MS165-54
120353 | GPS2BH0U-B | Surion | MMS T+M PROT. 45-63 HIGH BREAKING-WHI. | Look comments | MS165-65
120354 | GPS1MS0A-B | Surion | MMS MAG.PROT. 0,16 STAND.BREAKING-WHI. | Look comments | MO132-0.16
120355 | GPS1MS0B-B | Surion | MMS MAG.PROT. 0,25 STAND.BREAKING-WHI. | Look comments | MO132-0.25
120356 | GPS1MS0C-B | Surion | MMS MAG.PROT. 0,4 STAND.BREAKING-WHITE | Look comments | MO132-0.4
120357 | GPS1MS0D-B | Surion | MMS MAG.PROT. 0,63 STAND.BREAKING-WHI. | Look comments | MO132-0.63
120358 | GPS1MS0E-B | Surion | MMS MAG.PROT. 1 STAND.BREAKING-WHITE | Look comments | MO132-1.0
120359 | GPS1MS0F-B | Surion | MMS MAG.PROT. 1,6 STAND.BREAKING-WHITE | Look comments | MO132-1.6
120360 | GPS1MS0G-B | Surion | MMS MAG.PROT. 2,5 STAND.BREAKING-WHITE | Look comments | MO132-2.5
120361 | GPS1MS0H-B | Surion | MMS MAG.PROT. 4 STAND.BREAKING-WHITE | Look comments | MO132-4.0
120362 | GPS1MS0J-B | Surion | MMS MAG.PROT. 6,3 STAND.BREAKING-WHITE | Look comments | MO132-6.3
120363 | GPS1MS0K-B | Surion | MMS MAG.PROT. 10 STAND.BREAKING-WHITE | Look comments | MO132-10
120364 | GPS1MS0L-B | Surion | MMS MAG.PROT. 13 STAND.BREAKING-WHITE | Look comments | MO132-12
120365 | GPS1MS0M-B | Surion | MMS MAG.PROT. 16 STAND.BREAKING-WHITE | Look comments | MO132-16
120366 | GPS1MS0N-B | Surion | MMS MAG.PROT. 20 STAND.BREAKING-WHITE | Look comments | MO132-20
120367 | GPS1MS0P-B | Surion | MMS MAG.PROT. 25 STAND.BREAKING-WHITE | Look comments | MO132-25
120368 | GPS1MS0R-B | Surion | MMS MAG.PROT. 32 STAND.BREAKING-WHITE | Look comments | MO132-32
120369 | GPS2MS0K-B | Surion | MMS MAG.PROT. 10 STAND.BREAKING-WHITE | Look comments | MO132-10
120370 | GPS2MS0M-B | Surion | MMS MAG.PROT. 16 STAND.BREAKING-WHITE | Look comments | MO132-16 | Use MO165-16 1SAM461000R1011 for higher Icu/Ics
120370 | GPS2MS0M-B | Surion | MMS MAG.PROT. 16 STAND.BREAKING-WHITE | Look comments | MO165-16
120371 | GPS2MS0N-B | Surion | MMS MAG.PROT. 20 STAND.BREAKING-WHITE | Look comments | MO132-20 | Use MO165-20 1SAM461000R1012 for higher Icu/Ics
120371 | GPS2MS0N-B | Surion | MMS MAG.PROT. 20 STAND.BREAKING-WHITE | Look comments | MO165-20
120372 | GPS2MS0P-B | Surion | MMS MAG.PROT. 25 STAND.BREAKING-WHITE | Look comments | MO132-25 | Use MO165-25 1SAM461000R1013 for higher Icu/Ics
120372 | GPS2MS0P-B | Surion | MMS MAG.PROT. 25 STAND.BREAKING-WHITE | Look comments | MO165-25
120373 | GPS2MS0R-B | Surion | MMS MAG.PROT. 32 STAND.BREAKING-WHITE | Look comments | MO132-32 | Use MO165-32 1SAM461000R1014 for higher Icu/Ics
120373 | GPS2MS0R-B | Surion | MMS MAG.PROT. 32 STAND.BREAKING-WHITE | Look comments | MO165-32
120374 | GPS2MS0S-B | Surion | MMS MAG.PROT. 40 STAND.BREAKING-WHITE | Look comments | MO165-42
120375 | GPS2MS0T-B | Surion | MMS MAG.PROT. 50 STAND.BREAKING-WHITE | Look comments | MO165-54
120376 | GPS2MS0U-B | Surion | MMS MAG.PROT. 63 STAND.BREAKING-WHITE | Look comments | MO165-65
120377 | GPS1MH0A-B | Surion | MMS MAG.PROT. 0,16 HIGH BREAKING-WHITE | Look comments | MO132-0.16
120378 | GPS1MH0B-B | Surion | MMS MAG.PROT. 0,25 HIGH BREAKING-WHITE | Look comments | MO132-0.25
120379 | GPS1MH0C-B | Surion | MMS MAG.PROT. 0,4 HIGH BREAKING-WHITE | Look comments | MO132-0.4
120380 | GPS1MH0D-B | Surion | MMS MAG.PROT. 0,63 HIGH BREAKING-WHITE | Look comments | MO132-0.63
120381 | GPS1MH0E-B | Surion | MMS MAG.PROT. 1 HIGH BREAKING-WHITE | Look comments | MO132-1.0
120382 | GPS1MH0F-B | Surion | MMS MAG.PROT. 1,6 HIGH BREAKING-WHITE | Look comments | MO132-1.6
120383 | GPS1MH0G-B | Surion | MMS MAG.PROT. 2,5 HIGH BREAKING-WHITE | Look comments | MO132-2.5
120384 | GPS1MH0H-B | Surion | MMS MAG.PROT. 4 HIGH BREAKING-WHITE | Look comments | MO132-4.0
120385 | GPS1MH0J-B | Surion | MMS MAG.PROT. 6,3 HIGH BREAKING-WHITE | Look comments | MO132-6.3
120386 | GPS1MH0K-B | Surion | MMS MAG.PROT. 10 HIGH BREAKING-WHITE | Look comments | MO132-10
120387 | GPS1MH0L-B | Surion | MMS MAG.PROT. 13 HIGH BREAKING-WHITE | Look comments | MO132-12
120388 | GPS1MH0M-B | Surion | MMS MAG.PROT. 16 HIGH BREAKING-WHITE | Look comments | MO132-16
120389 | GPS1MH0N-B | Surion | MMS MAG.PROT. 20 HIGH BREAKING-WHITE | Look comments | MO132-20
120390 | GPS1MH0P-B | Surion | MMS MAG.PROT. 25 HIGH BREAKING-WHITE | Look comments | MO132-25
120391 | GPS1MH0R-B | Surion | MMS MAG.PROT. 32 HIGH BREAKING-WHITE | Look comments | MO132-32
120392 | GPS2MH0K-B | Surion | MMS MAG.PROT. 10 HIGH BREAKING-WHITE | Look comments | MO132-10
120393 | GPS2MH0M-B | Surion | MMS MAG.PROT. 16 HIGH BREAKING-WHITE | Look comments | MO165-16
120394 | GPS2MH0N-B | Surion | MMS MAG.PROT. 20 HIGH BREAKING-WHITE | Look comments | MO165-20
120395 | GPS2MH0P-B | Surion | MMS MAG.PROT. 25 HIGH BREAKING-WHITE | Look comments | MO165-25
120396 | GPS2MH0R-B | Surion | MMS MAG.PROT. 32 HIGH BREAKING-WHITE | Look comments | MO165-32
120397 | GPS2MH0S-B | Surion | MMS MAG.PROT. 40 HIGH BREAKING-WHITE | Look comments | MO165-42
120398 | GPS2MH0T-B | Surion | MMS MAG.PROT. 50 HIGH BREAKING-WHITE | Look comments | MO165-54
120399 | GPS2MH0U-B | Surion | MMS MAG.PROT. 63 HIGH BREAKING-WHITE | Look comments | MO165-65
125550 | LS55K.22A00 | AEG Contactors | 910-304-425-00 LS55K.22 220-230V50 | Look comments | AF116-30-00-13 | Use AF116-30-00-14 1SFL427001R1400 for 277V 60Hz control voltage
125550 | LS55K.22A00 | AEG Contactors | 910-304-425-00 LS55K.22 220-230V50 | Look comments | AF116-30-00-14
125583 | LS30K.00A00 | AEG Contactors | 910-304-351-00 LS30K.00 220-230V50 | Look comments | AF65-30-00-13 | Use AF65-30-00-14 1SBL387001R1400 for 277V 60Hz control voltage
125583 | LS30K.00A00 | AEG Contactors | 910-304-351-00 LS30K.00 220-230V50 | Look comments | AF65-30-00-14
125587 | LS37K.00A00 | AEG Contactors | 910-304-376-00 LS37K.00 220-230V50 | Look comments | AF80-30-00-13 | Use AF80-30-00-14 1SBL397001R1400 for 277V 60Hz control voltage
125587 | LS37K.00A00 | AEG Contactors | 910-304-376-00 LS37K.00 220-230V50 | Look comments | AF80-30-00-14
125608 | 910343000000 | AEG OL Relay | b 05 1,7 - 2,4 | Look comments | T16-2.3
125609 | MT0AJ | MTO Series | OVERLOAD RELAY 2,2-3,2A | Look comments | T16-3.1
125610 | MVE0TG | AEG OL Relay | 910-393-141-00 BLOQUE DE BORNAS BO5 | Look comments | Look comments | No Need
125700 | CL09A311R11 | CL Series | CL09A311R11 CONT. 100V 50/60Hz | Look comments | AF95B-30-11RT 48...130 V AC/DC (coil 69)
125718 | LS55K.00A00 | AEG Contactors | 910-304-426-00 LS55K.00 220-230V50 | Look comments | AF116-30-00-13 | Use AF116-30-00-14 1SFL427001R1400 for 277V 60Hz control voltage
125718 | LS55K.00A00 | AEG Contactors | 910-304-426-00 LS55K.00 220-230V50 | Look comments | AF116-30-00-14
125769 | LB4ALJ | CL Series | LB4A-L 17442 | Look comments | Look comments | No Coil Spare part available
125899 |  | AEG OL Relay | b 05 1,1 - 1,6 | Look comments | T16-1.3
125901 |  | AEG OL Relay | b 05 2,2 - 3,2 | Look comments | T16-3.1
125902 | MT0ALG | AEG OL Relay | b 05 4 - 6,3 | Look comments | T16-5.7
125903 |  | AEG OL Relay | b 05 5,5 - 8 | Look comments | T16-7.6
125923 | CK75JA311I | CK Series | J150CA311-I 150 A 1NO 1NC AUX 120V | Look comments | AF146-30-11-13 | Use AF146-30-11B-13 1SFL467002R1311 for busbar connection
125923 | CK75JA311I | CK Series | J150CA311-I 150 A 1NO 1NC AUX 120V | Look comments | AF146-30-11B-13
133077 | CK75CX311F | CK Series | CK75CX311F CONT. 48V 50-60Hz | Look comments | AF146-30-11-11 | Use AF146-30-11B-11 1SFL467002R1111 for busbar connection
133077 | CK75CX311F | CK Series | CK75CX311F CONT. 48V 50-60Hz | Look comments | AF146-30-11B-11
133078 | CK95BX311F | CK Series | CK95BX311F CONT. 48V 50-60Hz | Look comments | AF305-30-11-11
133079 | CK12BX311D | CK Series | CK12BX311D CONT. 24V 50-60Hz | Look comments | AF750-30-11 | Use AF580-30-11 1SFL617001R6811 for UL or IEC up to 315kW AC-3 at 400V
133079 | CK12BX311D | CK Series | CK12BX311D CONT. 24V 50-60Hz | Look comments | AF580-30-11
133101 | BRLL11G | AEG Contactors | HS8R11 910-304-562-00 | Look comments | CAL4-11
133170 | VB1203B | CL Series | VB1203B CONT.ACCES. CL... | Look comments | Look comments | Contact kits spare part
133187 | CK08CA311N | CK Series | CK Contactor 185A AC-3 3P Aux 1NO+1NC 220-230V 50Hz /277V 60Hz | Look comments | AF205-30-11-13 | Use AF205-30-11-13 1SFL527002R1311 for IEC applications and AF190-30-11-13 1SFL487002R1311 for UL
133187 | CK08CA311N | CK Series | CK Contactor 185A AC-3 3P Aux 1NO+1NC 220-230V 50Hz /277V 60Hz | Look comments | AF190-30-11-13
133188 | CK75CA311N | CK Series | CK Contactor 150A AC-3 3P Aux 1NO+1NC 220-230V 50Hz /277V 60Hz | Look comments | AF146-30-11-13 | Use AF146-30-11B-13 1SFL467002R1311 for busbar connection
133188 | CK75CA311N | CK Series | CK Contactor 150A AC-3 3P Aux 1NO+1NC 220-230V 50Hz /277V 60Hz | Look comments | AF146-30-11B-13
133192 | LB3A9 | CL Series | CL Spare part coil 48V 50-60Hz AC (CL03...CL05) | Look comments | Look comments | No Coil Spare part available
133219 | CK75CA311M | CK Series | CK75CA311M CONT. IP00 220V60 | Look comments | AF146-30-11-13 | Use AF146-30-11B-13 1SFL467002R1311 for busbar connection
133219 | CK75CA311M | CK Series | CK75CA311M CONT. IP00 220V60 | Look comments | AF146-30-11B-13
133265 | LG0406R1B0 | CL Series | LG0406R1B0 D.O.L.STARTER (EMPTY BOX) | Look comments | Look comments | Starter enclosure. Move tor DRAF
133286 | CK10CE311N | CK Series | CK10CE311N CONT. 220-250V50-60 DC. | Look comments | AF370-30-11-13 | Use AF460-30-11 Coil 100-250V 1SFL597001R7011 above 200kW AC-3 at 400V
133286 | CK10CE311N | CK Series | CK10CE311N CONT. 220-250V50-60 DC. | Look comments | AF460-30-11 Coil 100-250V
133287 | CK10CE411N | CK Series | CK10CE411N CONT. 220-250V50-60 DC. | Look comments | EK550-40-11
133288 | CK11CE311N | CK Series | CK11CE311N CONT. 220-250V50-60 DC. | Look comments | AF580-30-11 | Use AF460-30-11 Coil 100-250V 1SFL597001R7011 for UL application and IEC up to 250kW AC-3 at 400V
133288 | CK11CE311N | CK Series | CK11CE311N CONT. 220-250V50-60 DC. | Look comments | AF460-30-11 Coil 100-250V
133289 | CK11CE411N | CK Series | CK11CE411N CONT. 220-250V50-60 DC. | Look comments | EK550-40-11
133370 | KVP75I | CL Series | JUEGO ACCESORIOS KI75 CON TERMICO | Look comments | Look comments | Ask GPM… Active product with no sales in EPIS 2017 and 2018
133374 | KVP10U | CL Series | KVP10U KIT ACC. KI10-11 SIN TERMICO | Look comments | Look comments | Ask GPM… Active product with no sales in EPIS 2017 and 2018
133378 | KVP75E | CL Series | JUEGO ACCESORIOS KE75 | Look comments | Look comments | Ask GPM… Active product with no sales in EPIS 2017 and 2018
133379 | KVP85E | CL Series | KVP85E KIT ACC. KE95 | Look comments | Look comments | Ask GPM… Active product with no sales in EPIS 2017 and 2018
133384 | V31209BJ | CL Series | V3-1209B 96496 | Look comments | AF45-40-00
133389 | MT0AI | MTO Series | OVERLOAD RELAY 1.70-2.4A | Look comments | T16-2.3
133393 | CK07GE411D | AEG Contactors | 910-304-448-40 LS 55K-4.22 24-28V DC | Look comments | AF140-40-00-11
133410 | CK85GE311J | AEG Contactors | 910-304-473-43 LS110K.11 110-127V50-60 | Look comments | AF205-30-11-13
133411 | CK85GE311N | AEG Contactors | 910-304-473-44 LS110K.11 220V50-60 | Look comments | AF205-30-11-13
133432 | CK95GE311N | AEG Contactors | 910-304-490-44 LS160K.11 220V50-60 | Look comments | AF305-30-11-13
133435 | CK95GE322D | AEG Contactors | 910-304-491-40 LS160K.22 24-28VDC | Look comments | AF305-40-11-11
133438 | CK95GE322J | AEG Contactors | 910-304-491-43 LS160K.22 110-127V50-60 | Look comments | AF305-30-11-13
133439 | CK95GE322N | AEG Contactors | 910-304-491-44 LS160K.22 220-250V50-60 | Look comments | AF305-30-11-13
133440 | CK95GE322U | AEG Contactors | 910-304-491-45 LS160K.22 380-41V50-60 | Look comments | AF305-30-11-14
133441 | CK95GE322Y | AEG Contactors | 910-304-491-46 LS160K.22 440-500V50-60 | Look comments | AF305-30-11-14
133442 | CK95GE411D | AEG Contactors | 910-304-495-40 LS160K-4.11 24-28V50-60 | Look comments | AF305-40-11-11
133446 | CK95GE411N | AEG Contactors | 910-304-495-44 LS 160K-4.11 220V50-60 | Look comments | AF305-40-11-13
133456 | CK10GE322D | AEG Contactors | 910-304-501-40 LS220K.22 24-28VDC | Look comments | AF370-30-11-11 | Use AF460-30-11 Coil 24-60V DC 1SFL597001R6811 above 200kW AC-3 at 400V, ONLY DC CONTROL
133456 | CK10GE322D | AEG Contactors | 910-304-501-40 LS220K.22 24-28VDC | Look comments | AF460-30-11 Coil 24-60V DC
133459 | CK10GE322J | AEG Contactors | 910-304-501-43 LS220K.22 110V | Look comments | AF370-30-11-13 | Use AF460-30-11 Coil 100-250V 1SFL597001R7011 above 200kW AC-3 at 400V
133459 | CK10GE322J | AEG Contactors | 910-304-501-43 LS220K.22 110V | Look comments | AF460-30-11 Coil 100-250V
133460 | CK10GE322N | AEG Contactors | 910-304-501-44 LS220K.22 220V50-60 | Look comments | AF370-30-11-13 | Use AF460-30-11 Coil 100-250V 1SFL597001R7011 above 200kW AC-3 at 400V
133460 | CK10GE322N | AEG Contactors | 910-304-501-44 LS220K.22 220V50-60 | Look comments | AF460-30-11 Coil 100-250V
133462 | CK10GE322Y | AEG Contactors | 910-304-501-46 LS220K.22 | Look comments | AF370-30-11-14 | Use AF460-30-11 Coil 250-500V 1SFL597001R7111 above 200kW AC-3 at 400V
133462 | CK10GE322Y | AEG Contactors | 910-304-501-46 LS220K.22 | Look comments | AF460-30-11 Coil 250-500V
133467 | CK10GE411N | AEG Contactors | 910-304-505-44 LS 220K-4.11 220V50-60 | Look comments | EK550-40-11
133477 | CK11GE322D | AEG Contactors | 910-304-511-40 LS280K.22 24-28VDC | Look comments | AF580-30-22 | Use AF460-30-11 Coil 24-60V DC 1SFL597001R6811 for UL application and IEC up to 250kW AC-3 at 400V
133477 | CK11GE322D | AEG Contactors | 910-304-511-40 LS280K.22 24-28VDC | Look comments | AF460-30-11 Coil 24-60V DC
133480 | CK11GE322J | AEG Contactors | 910-304-511-43 LS280K.22 110V | Look comments | AF580-30-22 | Use AF460-30-11 Coil 100-250V 1SFL597001R7011 for UL application and IEC up to 250kW AC-3 at 400V
133480 | CK11GE322J | AEG Contactors | 910-304-511-43 LS280K.22 110V | Look comments | AF460-30-11 Coil 100-250V
133481 | CK11GE322N | AEG Contactors | 910-304-511-44 LS 280K.22 220V50-60 DC | Look comments | AF580-30-22 | Use AF460-30-11 Coil 100-250V 1SFL597001R7011 for UL application and IEC up to 250kW AC-3 at 400V
133481 | CK11GE322N | AEG Contactors | 910-304-511-44 LS 280K.22 220V50-60 DC | Look comments | AF460-30-11 Coil 100-250V
133482 | CK11GE322U | AEG Contactors | 910-304-511-45 LS280K.22 380V | Look comments | AF580-30-22 | Use AF460-30-11 Coil 250-500V 1SFL597001R7111 for UL application and IEC up to 250kW AC-3 at 400V
133482 | CK11GE322U | AEG Contactors | 910-304-511-45 LS280K.22 380V | Look comments | AF460-30-11 Coil 250-500V
133488 | CK11GE411N | AEG Contactors | 910-304-515-44 LS280K-4.11 220V50-60 | Look comments | EK550-40-11
133501 | CK12GE322J | AEG Contactors | 910-304-521-43 LS375.22 110V | Look comments | AF750-30-22 | Use AF580-30-11 1SFL617001R7011 for UL or IEC up to 315kW AC-3 at 400V
133501 | CK12GE322J | AEG Contactors | 910-304-521-43 LS375.22 110V | Look comments | AF580-30-11
133502 | CK12GE322N | AEG Contactors | 910-304-521-44 LS375K.22 220V50-60DC | Look comments | AF750-30-22 | Use AF580-30-11 1SFL617001R7011 for UL or IEC up to 315kW AC-3 at 400V
133502 | CK12GE322N | AEG Contactors | 910-304-521-44 LS375K.22 220V50-60DC | Look comments | AF580-30-11
133503 | CK12GE322U | AEG Contactors | 910-304-521-45 LS375.22 380-400V AC/DC | Look comments | AF750-30-11 | Use AF580-30-11 1SFL617001R6811 for UL or IEC up to 315kW AC-3 at 400V
133503 | CK12GE322U | AEG Contactors | 910-304-521-45 LS375.22 380-400V AC/DC | Look comments | AF580-30-11
133509 | CK12GE411N | AEG Contactors | 910-304-525-44 LS 375K-4 220V50-60 | Look comments | EK1000-40-11-13
133520 | CK13GA311N | CK Series | 910-304-530-23 LS 450K.11 220V50-60 | Look comments | AF1250-30-11 | For AC-3 application, use XREF #2
133520 | CK13GA311N | CK Series | 910-304-530-23 LS 450K.11 220V50-60 | Look comments | AF1350-30-11
133522 | CK13GA322J | AEG Contactors | 910-304-531-88 LS450K.22 110V | Look comments | AF1350-30-22
133523 | CK13GA322N | AEG Contactors | 910-304-531-23 LS450K.22 220V50-60 | Look comments | AF1350-30-22
133577 | C09120NG | AEG Contactors | GR.RECT. CG675-23 (220-240V AC 50-60Hz) | Look comments | Look comments | No Coil Spare part available
133581 | V31110CA | AEG Contactors | 910-392-500-00 CONT.ACCES.CK10. | Look comments | Look comments | Contact kit replacement not available
133582 | V31111CA | AEG Contactors | 910-392-501-00 CONT.ACCES.CK11CE | Look comments | Look comments | Contact kit replacement not available
133583 | V31112BAG | AEG Contactors | 910-392-502-00 CONT.ACCES.CK12. | Look comments | Look comments | Contact kit replacement not available
133586 | KRC48260G | AEG Contactors | 910-304-592-50 BL.ANTIP. 260V AC. | Look comments | Look comments | No Need
133588 | BEKHG | AEG Contactors | 910-304-617-00 ENCLV.MEC.HORIZ. CK.. | Look comments | VM19 | Use VM19 1SFN030300R1000 up to CK95, and VM750H 1SFN035700R1000 above CK10
133588 | BEKHG | AEG Contactors | 910-304-617-00 ENCLV.MEC.HORIZ. CK.. | Look comments | VM750H
133589 | BEKVAG | AEG Contactors | ENCL.MEC.VERT.CK75%12.. 910-304-618 | Look comments | VM750V
133611 | LG2506R1B0 | CL Series | LG2506R1B0 DIRECT-ON LINE EMPTY BOX | Look comments | Look comments | Starter enclosure. Move tor DRAF
133700 | CK09GE411D | AEG Contactors | 910-304-485-40 LS 132K.11 24-28V DC | Look comments | AF265-40-11-14 | Use AF265-40-11-14 1SFL547102R1411 for IEC applications and AF205-40-11-14 1SFL527102R1411 for UL, BUSBAR FIT VERIFICATION REQUIRED
133700 | CK09GE411D | AEG Contactors | 910-304-485-40 LS 132K.11 24-28V DC | Look comments | AF205-40-11-14
133704 | CK09GE411N | AEG Contactors | 910-304-485-44 LS 132K-4.11 220-250V | Look comments | AF265-40-11-13 | Use AF265-40-11-13 1SFL547102R1311 for IEC applications and AF205-40-11-13 1SFL527102R1311 for UL, BUSBAR FIT VERIFICATION REQUIRED
133704 | CK09GE411N | AEG Contactors | 910-304-485-44 LS 132K-4.11 220-250V | Look comments | AF205-40-11-13
133766 | BCLFG01 | AEG Contactors | 910-304-551-00 HS 7K.01 | Look comments | CA4-01
133767 | BCLFG01G | AEG Contactors | 910-304-553-00 BLO.AUX.1R DECAL. HS7V.01 | Look comments | CC4-01
133768 | BCLFG10 | AEG Contactors | 910-304-550-00 HS 7K.10 | Look comments | CA4-10
133769 | BCLFG10G | AEG Contactors | 910-304-552-00 HS7V.10 BL.AUX. 1T DEC. | Look comments | CC4-10
133783 | CK10CE311D | CK Series | CK10CE311D CONT.24-28V50-60 DC | Look comments | AF370-30-11-11 | Use AF460-30-11 Coil 24-60V DC 1SFL597001R6811 above 200kW AC-3 at 400V, ONLY DC CONTROL
133783 | CK10CE311D | CK Series | CK10CE311D CONT.24-28V50-60 DC | Look comments | AF460-30-11 Coil 24-60V DC
133784 | CK10CE311J | CK Series | CK10CE311J CONT.110-127V50-60 DC | Look comments | AF370-30-11-13 | Use AF460-30-11 Coil 100-250V 1SFL597001R7011 above 200kW AC-3 at 400V
133784 | CK10CE311J | CK Series | CK10CE311J CONT.110-127V50-60 DC | Look comments | AF460-30-11 Coil 100-250V
133785 | CK10CE311U | CK Series | CK10CE311U CONT.380-415V50-60 DC | Look comments | AF370-30-11-14 | Use AF460-30-11 Coil 250-500V 1SFL597001R7111 above 200kW AC-3 at 400V
133785 | CK10CE311U | CK Series | CK10CE311U CONT.380-415V50-60 DC | Look comments | AF460-30-11 Coil 250-500V
133790 | CK11CE311J | CK Series | CK11CE311J CONT. 110-127V50-60 DC | Look comments | AF580-30-11 | Use AF460-30-11 Coil 100-250V 1SFL597001R7011 for UL application and IEC up to 250kW AC-3 at 400V
133790 | CK11CE311J | CK Series | CK11CE311J CONT. 110-127V50-60 DC | Look comments | AF460-30-11 Coil 100-250V
133791 | CK11CE311U | CK Series | CK11CE311U CONT. 380-415V50-60 DC | Look comments | AF580-30-11 | Use AF460-30-11 Coil 250-500V 1SFL597001R7111 for UL application and IEC up to 250kW AC-3 at 400V
133791 | CK11CE311U | CK Series | CK11CE311U CONT. 380-415V50-60 DC | Look comments | AF460-30-11 Coil 250-500V
133838 | C12168Y | CL Series | CK Spare part coil 550V 50Hz / 600V 60Hz CK08BA4… | Look comments | Look comments | Ask GPM… Active product with no sales in EPIS 2017 and 2018
133855 | MT0AR | MTO Series | OVERLOAD RELAY 2.5-4A | Look comments | T16-3.1
133868 | MT0AE | MTO Series | OVERLOAD RELAY 0.65-1A | Look comments | T16-0.74
133869 | MT0AG | MTO Series | OVERLOAD RELAY 1.10-1.6A | Look comments | T16-1.3
133870 | MT0AC | MTO Series | OVERLOAD RELAY 0.26-0.43A | Look comments | T16-0.31
133871 | C12168DG | AEG Contactors | 910-304-654-85 C-654-85 BOB. CK75CA | Look comments | Look comments | No Coil Spare part available
133874 | C12168JG | AEG Contactors | 910-304-654-88 C-654-88 BOB. CK75CA | Look comments | Look comments | No Coil Spare part available
133875 | C12168MG | AEG Contactors | 910-304-654-69 C-654-69 BOB. CK75CA | Look comments | Look comments | No Coil Spare part available
133881 | C12168YG | AEG Contactors | 910-304-654-82 C-654-82 BOB. CK75CA | Look comments | Look comments | No Coil Spare part available
133885 | VB1204B | AEG Contactors | VB1204B CONT.ACCES. CL4.B.. | Look comments | Look comments | Contact kit replacement not available
133886 | C12168H | AEG Contactors | C12168H RECAMBIO BOBINA 110V 60Hz | Look comments | Look comments | No Coil Spare part available
135002 | BCLL11G | AEG Contactors | 910-304-560-00 HS 8K.11 | Look comments | CAL4-11
135003 | BRLL20G | AEG Contactors | HS8R 910-304-563-00 | Look comments | Look comments | If requires lateral mounting replace by 2xCAL4-11, if not by 2xCA4-10
135004 | BCLL20G | AEG Contactors | 910-304-561-00 HS8K.20 | Look comments | Look comments | If requires lateral mounting replace by 2xCAL4-11, if not by 2xCA4-10
135005 | BELA02G | AEG Contactors | LUV18E 910-304-602-00 | Look comments | VEM4 | Use VM96-4 1SBN033405T1000 for AF40 ... AF96 contactors
135005 | BELA02G | AEG Contactors | LUV18E 910-304-602-00 | Look comments | VM96-4
135007 | BELAG | AEG Contactors | 910-304-600-00 LUV18K | Look comments | VEM4 | Use VM96-4 1SBN033405T1000 for AF40 ... AF96 contactors
135007 | BELAG | AEG Contactors | 910-304-600-00 LUV18K | Look comments | VM96-4
135008 | BELG | AEG Contactors | 910-304-601-00 LUV 55K | Look comments | VEM4
135010 | LS30K.00E44 | AEG Contactors | LS 30K.00-44 220-250V 50/60Hz DC | Look comments | AF65-30-00-13
135012 | LS37K.00E40 | AEG Contactors | LS 37K.00-40 24-28V 50/60Hz DC | Look comments | AF80-30-00-11
135014 | BSLR2GG | AEG Contactors | LR2K 910-304-585-57 | Look comments | Look comments | No Need
135015 | BSLR2KG | AEG Contactors | 910-304-585-58 LR2K | Look comments | Look comments | No Need
135016 | BSLR2RG | AEG Contactors | 910-304-585-50 LR2K | Look comments | Look comments | No Need
135018 | BSLR3KG | AEG Contactors | LR3K 910-304-590-58 | Look comments | Look comments | No Need
135019 | BSLR3RG | AEG Contactors | 910-304-590-50 LR3K | Look comments | Look comments | No Need
135020 | BSLV3GG | AEG Contactors | LV3K 910-304-595-57 | Look comments | Look comments | No Need
135021 | BSLV3KG | AEG Contactors | 910-304-595-58 LV3K | Look comments | Look comments | No Need
135022 | BSLV3RG | AEG Contactors | LV3K 910-304-595-50 | Look comments | Look comments | No Need
135023 | BSLDZG | AEG Contactors | 910-304-594-00 LDK | Look comments | Look comments | No Need
135024 | LS55K.00E40 | AEG Contactors | LS 55K.00-40 24-28V 50/60Hz DC | Look comments | AF116-30-00-11
135025 | LS55K.00E41 | AEG Contactors | LS 55K.00-41 42-48V 50/60Hz DC | Look comments | AF116-30-00-11
135026 | LS55K.00E42 | AEG Contactors | LS 55K.00-42 60-72V 50/60Hz DC | Look comments | AF116-30-00-12
135028 | BTLF30CG | AEG Contactors | 910-304-570-00 TMD 30 0,1-30 S. | Look comments | TEF4-ON
135029 | BTLF30DG | AEG Contactors | TMI 30 0,1-30 S. | Look comments | TEF4-OFF
135030 | BTLF60CG | AEG Contactors | TMD 60 1-60 S. | Look comments | TEF4-ON
135031 | BTLF60DG | AEG Contactors | TMI60 910-304-573-00 | Look comments | TEF4-OFF
135032 | LS11K-22.00A00 | AEG Contactors | LS 11K-22.00-00 220/230V 50Hz / 277V 60 | Look comments | AF26-22-00-13 | Use AF26-22-00-14 1SBL237501R1400 for 277V 60Hz control voltage
135032 | LS11K-22.00A00 | AEG Contactors | LS 11K-22.00-00 220/230V 50Hz / 277V 60 | Look comments | AF26-22-00-14
135033 | LS11K-4.00A50 | AEG Contactors | 910-304-260-50 LS11K-4.00 230V50-60 | Look comments | AF26-40-00-13
135034 | LS11K-4.00A00 | AEG Contactors | 910-304-260-00 LS11K-4.00 220-230V50 | Look comments | AF26-40-00-13 | Use AF26-40-00-14 1SBL237201R1400 for 277V 60Hz control voltage
135034 | LS11K-4.00A00 | AEG Contactors | 910-304-260-00 LS11K-4.00 220-230V50 | Look comments | AF26-40-00-14
135035 | LS11K-22.00A50 | AEG Contactors | 910-304-261-50 LS11K-22.00 230V50-60 | Look comments | AF26-22-00-13
135037 | LS11K-4.00D00 | AEG Contactors | 910-304-265-00 LS11K-4.00 24V DC | Look comments | AF26-40-00-11 | Use AF26Z-40-00-21 1SBL236201R2100 for low inrush current
135037 | LS11K-4.00D00 | AEG Contactors | 910-304-265-00 LS11K-4.00 24V DC | Look comments | AF26Z-40-00-21
135042 | 910304000000 | AEG Contactors | CONT LS 22K.00 24-28V 50/60HZ DC | Look comments | AF52-30-00-11
135046 | LS22K.00E44 | AEG Contactors | LS 22K.00-44 220-250V 50/60Hz DC | Look comments | AF52-30-00-13
135048 | CL04AB00G6 | AEG Contactors | 910-304-291-50 LS15K-22.00 230V50-60 | Look comments | AF38-22-00-13
135049 | LS15K-4.00A00 | AEG Contactors | 910-304-290-00 LS15K-4.00 220-230V50 | Look comments | AF38-40-00-13 | Use AF38-40-00-14 1SBL297201R1400 for 277V 60Hz control voltage
135049 | LS15K-4.00A00 | AEG Contactors | 910-304-290-00 LS15K-4.00 220-230V50 | Look comments | AF38-40-00-14
135050 | LS15K-4.00A50 | AEG Contactors | 910-304-290-50 LS15K-4.00 230V50-60 | Look comments | AF38-40-00-13
135051 | LS15K-22.00A00 | AEG Contactors | 910-304-291-00 LS15K-22.00 220-230V50 | Look comments | AF38-22-00-13 | Use AF38-22-00-14 1SBL297501R1400 for 277V 60Hz control voltage
135051 | LS15K-22.00A00 | AEG Contactors | 910-304-291-00 LS15K-22.00 220-230V50 | Look comments | AF38-22-00-14
135052 | CK85GA322N | AEG Contactors | 910-304-471-00 LS110K.22 220V50-60 | Look comments | AF205-30-11-13
135053 | CK09GE311N | AEG Contactors | 910-304-480-44 LS 132K.11 220-250V50-60 | Look comments | AF265-30-11-13 | Use AF265-30-11-13 1SFL547002R1311 for IEC applications and AF205-30-11-13 1SFL527002R1311 for UL, BUSBAR FIT VERIFICATION REQUIRED
135053 | CK09GE311N | AEG Contactors | 910-304-480-44 LS 132K.11 220-250V50-60 | Look comments | AF205-30-11-13
135054 | LS15K-4.00D00 | AEG Contactors | 910-304-295-00 LS15K-4.00 24V DC | Look comments | AF38-40-00-11 | Use AF38Z-40-00-21 1SBL296201R2100 for low inrush current
135054 | LS15K-4.00D00 | AEG Contactors | 910-304-295-00 LS15K-4.00 24V DC | Look comments | AF38Z-40-00-21
135055 | LS18K.00A00 | AEG Contactors | 910-304-300-00 LS18K.00 220-230V50 | Look comments | AF52-30-00-13
135056 | LS18K.11A50 | AEG Contactors | 910-304-302-50 LS18K | Look comments | AF52-30-00-13
135057 | LS18K.11A00 | AEG Contactors | LS 18K.11-00 220/230V 50Hz / 277V 60H | Look comments | AF38-30-00-13 | Use AF40-30-00-13 1SBL347001R1300 for AC-3 applications above 38A
135057 | LS18K.11A00 | AEG Contactors | LS 18K.11-00 220/230V 50Hz / 277V 60H | Look comments | AF40-30-00-13
135058 | LS18K.22A50 | AEG Contactors | LS18K.22 (230V,50/60Hz) | Look comments | AF40-22-00-13 | Use AF80-22-00-13 1SBL397501R1300 for AC-1 application higher than 70 A
135058 | LS18K.22A50 | AEG Contactors | LS18K.22 (230V,50/60Hz) | Look comments | AF80-22-00-13
135059 | LS18K.22A00 | AEG Contactors | LS18K.22 (220-230V 50Hz, 277V 60Hz) | Look comments | AF40-22-00-13 | Use AF80-22-00-13 1SBL397501R1300 for AC-1 application higher than 70 A
135059 | LS18K.22A00 | AEG Contactors | LS18K.22 (220-230V 50Hz, 277V 60Hz) | Look comments | AF80-22-00-13
135061 | LS18K.00D00 | AEG Contactors | LS 18K.00-00 24V DC | Look comments | AF38-30-00-11 | Use AF40-30-00-11 1SBL347001R1100 for AC-3 applications above 38A
135061 | LS18K.00D00 | AEG Contactors | LS 18K.00-00 24V DC | Look comments | AF40-30-00-11
135062 | LS18K.00A50 | AEG Contactors | 910-304-300-50 LS18K.00 230V50-60 | Look comments | AF52-30-00-13
135063 | LS18K-4.00A00 | AEG Contactors | 910-304-310-00 LS18K-4.00 220-230V50 | Look comments | AF52-40-00-13 | Use AF52-40-00-14 1SBL367201R1400 for 277V 60Hz control voltage
135063 | LS18K-4.00A00 | AEG Contactors | 910-304-310-00 LS18K-4.00 220-230V50 | Look comments | AF52-40-00-14
135064 | LS18K-4.00A50 | AEG Contactors | 910-304-310-50 LS18K | Look comments | AF52-40-00-13
135065 | LS18K-22.00A50 | AEG Contactors | 910-304-311-50 LS18K | Look comments | AF40-22-00-13 | Use AF80-22-00-13 1SBL397501R1300 for AC-1 application higher than 70 A
135065 | LS18K-22.00A50 | AEG Contactors | 910-304-311-50 LS18K | Look comments | AF80-22-00-13
135070 | LS22K.00A50 | AEG Contactors | CONT LS22K-00 22KW 230V-560/60HZ | Look comments | AF52-30-00-13
135071 | LS22K.00A00 | AEG Contactors | CONT LS 22K.00 220/230V 50HZ | Look comments | AF52-30-00-13 | Use AF52-30-00-14 1SBL367001R1400 for 277V 60Hz control voltage
135071 | LS22K.00A00 | AEG Contactors | CONT LS 22K.00 220/230V 50HZ | Look comments | AF52-30-00-14
135072 | CL04DB00GN | AEG Contactors | 910-304-296-19 LS15K-22.00 220V DC | Look comments | AF38-22-00-13
135076 | RMLFJG | AEG Contactors | 910-304-580-88 WBK 110V | Look comments | WA4-13
135077 | RMLFNG | AEG Contactors | 910-304-580-00 WBK | Look comments | WA4-13 | Use WA4-14 1SBN040100R1014 for 277V 60Hz control voltage
135077 | RMLFNG | AEG Contactors | 910-304-580-00 WBK | Look comments | WA4-14
135078 |  | AEG Contactors | 910-304-332-00 LS22K | Look comments | AF52-30-00-13 | Use AF52-30-00-14 1SBL367001R1400 for 277V 60Hz control voltage
135078 |  | AEG Contactors | 910-304-332-00 LS22K | Look comments | AF52-30-00-14
135080 | LS22K.22A50 | AEG Contactors | 910-304-325-50 LS 22K | Look comments | AF52-30-00-13
135081 | LS22K.22A00 | AEG Contactors | LS 22K.22-00 220/230V 50Hz / 277V 60Hz | Look comments | AF52-30-00-13 | Use AF52-30-00-14 1SBL367001R1400 for 277V 60Hz control voltage
135081 | LS22K.22A00 | AEG Contactors | LS 22K.22-00 220/230V 50Hz / 277V 60Hz | Look comments | AF52-30-00-14
135083 |  | AEG Contactors | LS 30K.11-00 220/230V 50Hz / 277V 60H | Look comments | AF65-30-00-13 | Use AF65-30-00-14 1SBL387001R1400 for 277V 60Hz control voltage
135083 |  | AEG Contactors | LS 30K.11-00 220/230V 50Hz / 277V 60H | Look comments | AF65-30-00-14
135084 | LS30K.00A50 | AEG Contactors | 910-304-351-50 LS30K | Look comments | AF65-30-00-13
135086 |  | AEG Contactors | 910-304-352-50 LS30K | Look comments | AF65-30-00-13
135087 | LS30K.22A00 | AEG Contactors | LS 30K.22-00 220/230V 50Hz / 277V 60H | Look comments | AF65-30-00-13 | Use AF65-30-00-14 1SBL387001R1400 for 277V 60Hz control voltage
135087 | LS30K.22A00 | AEG Contactors | LS 30K.22-00 220/230V 50Hz / 277V 60H | Look comments | AF65-30-00-14
135088 | LS30K.22A50 | AEG Contactors | 910-304-350-50 LS30K | Look comments | AF65-30-00-13
135089 | LS30K-4.00A00 | AEG Contactors | LS 30K-4.00-00 220/230V 50Hz / 277V 60Hz | Look comments | AF80-40-00-13 | Use AF80-40-00-14 1SBL397201R1400 for 277V 60Hz control voltage
135089 | LS30K-4.00A00 | AEG Contactors | LS 30K-4.00-00 220/230V 50Hz / 277V 60Hz | Look comments | AF80-40-00-14
135090 | LS30K-22.00A00 | AEG Contactors | LS 30K-22.00-00 220/230V 50Hz / 277V 60 | Look comments | AF80-22-00-13 | Use AF80-22-00-14 1SBL397501R1400 for 277V 60Hz control voltage
135090 | LS30K-22.00A00 | AEG Contactors | LS 30K-22.00-00 220/230V 50Hz / 277V 60 | Look comments | AF80-22-00-14
135095 | LS37K.00A50 | AEG Contactors | 910-304-376-50 LS37K | Look comments | AF80-30-00-13
135098 | LS37K.22A50 | AEG Contactors | 910-304-375-50 LS37K | Look comments | AF80-30-00-13
135099 | LS37K.22A00 | AEG Contactors | LS 37K.22-00 220/230V 50Hz / 277V 60H | Look comments | AF80-30-00-13 | Use AF80-30-00-14 1SBL397001R1400 for 277V 60Hz control voltage
135099 | LS37K.22A00 | AEG Contactors | LS 37K.22-00 220/230V 50Hz / 277V 60H | Look comments | AF80-30-00-14
135102 | LS37K-22.00A50 | AEG Contactors | 910-304-391-50 LS37K | Look comments | AF80-22-00-13
135103 | LS37K-22.00A00 | AEG Contactors | LS 37K-22.00-00 220/230V 50Hz / 277V 60 | Look comments | AF80-22-00-13 | Use AF80-22-00-14 1SBL397501R1400 for 277V 60Hz control voltage
135103 | LS37K-22.00A00 | AEG Contactors | LS 37K-22.00-00 220/230V 50Hz / 277V 60 | Look comments | AF80-22-00-14
135104 | LS45K.00A00 | AEG Contactors | CONT LS 45K.00-00 220/230V 50HZ | Look comments | AF96-30-00-13 | Use AF96-30-00-14 1SBL407001R1400 for 277V 60Hz control voltage
135104 | LS45K.00A00 | AEG Contactors | CONT LS 45K.00-00 220/230V 50HZ | Look comments | AF96-30-00-14
135105 | LS45K.00A50 | AEG Contactors | LS45K 910-304-401-50 | Look comments | AF96-30-00-13
135108 | 910304000000 | AEG Contactors | LS 45K.11-00 220/230V 50Hz / 277V 60H | Look comments | AF96-30-00-13 | Use AF96-30-00-14 1SBL407001R1400 for 277V 60Hz control voltage
135108 | 910304000000 | AEG Contactors | LS 45K.11-00 220/230V 50Hz / 277V 60H | Look comments | AF96-30-00-14
135109 | LS45K.22A50 | AEG Contactors | 910-304-400-50 LS45K | Look comments | AF96-30-00-13
135110 | LS45K.22A00 | AEG Contactors | LS 45K.22-00 220/230V 50Hz / 277V 60H | Look comments | AF96-30-00-13 | Use AF96-30-00-14 1SBL407001R1400 for 277V 60Hz control voltage
135110 | LS45K.22A00 | AEG Contactors | LS 45K.22-00 220/230V 50Hz / 277V 60H | Look comments | AF96-30-00-14
135111 | LS45K-4.00A50 | AEG Contactors | LS45K 910-304-410-50 | Look comments | AF116-40-00-13
135112 | LS45K-4.00A00 | AEG Contactors | LS 45K.00-00 220/230V 50Hz / 277V 60Hz | Look comments | AF116-40-00-13 | Use AF116-40-00-14 1SFL427101R1300 for 277V 60Hz control voltage
135112 | LS45K-4.00A00 | AEG Contactors | LS 45K.00-00 220/230V 50Hz / 277V 60Hz | Look comments | AF116-40-00-14
135114 | LS55K.00A50 | AEG Contactors | 910-304-426-50 LS55K | Look comments | AF116-30-00-13 | Use AF116-30-00-14 1SFL427001R1400 for 277V 60Hz control voltage
135114 | LS55K.00A50 | AEG Contactors | 910-304-426-50 LS55K | Look comments | AF116-30-00-14
135115 |  | AEG Contactors | 910-304-432-50 LS55K | Look comments | AF116-30-00-13
135117 | LS55K.22A50 | AEG Contactors | 910-304-425-50 LS55K | Look comments | AF116-30-00-13 | Use AF116-30-00-14 1SFL427001R1400 for 277V 60Hz control voltage
135117 | LS55K.22A50 | AEG Contactors | 910-304-425-50 LS55K | Look comments | AF116-30-00-14
135118 | LS45K.22A88 | AEG Contactors | LS 45K.22 110V 50HZ 45KW/400V | Look comments | AF96-30-00-13
135123 | LS15K.00D00 | AEG Contactors | 910-304-287-00 LS15K.00 24V DC | Look comments | AF30-30-00-11 | Use AF30Z-30-00-21 1SBL276001R2100 for low inrush current
135123 | LS15K.00D00 | AEG Contactors | 910-304-287-00 LS15K.00 24V DC | Look comments | AF30Z-30-00-21
135124 | LS15K.00D17 | AEG Contactors | 910-304-287-17 LS15K.00 60V DC | Look comments | AF30-30-00-12 | Use AF30Z-30-00-22 1SBL276001R2200 for low inrush current
135124 | LS15K.00D17 | AEG Contactors | 910-304-287-17 LS15K.00 60V DC | Look comments | AF30Z-30-00-22
135125 | LS15K.00A00 | AEG Contactors | 910-304-282-00 LS15K.00 220-230V50 | Look comments | AF30-30-00-13 | Use AF30-30-00-14 1SBL277001R1400 for 277V 60Hz control voltage
135125 | LS15K.00A00 | AEG Contactors | 910-304-282-00 LS15K.00 220-230V50 | Look comments | AF30-30-00-14
135126 | LS15K.01A00 | AEG Contactors | 910-304-281-00 LS15K.01 220-230V50 | Look comments | AF30-30-00-13 | Use AF30-30-00-14 1SBL277001R1400 for 277V 60Hz control voltage
135126 | LS15K.01A00 | AEG Contactors | 910-304-281-00 LS15K.01 220-230V50 | Look comments | AF30-30-00-14
135127 | LS15K.10A00 | AEG Contactors | 910-304-280-00 LS15K.10 220-230V50 | Look comments | AF30-30-00-13 | Use AF30-30-00-14 1SBL277001R1400 for 277V 60Hz control voltage
135127 | LS15K.10A00 | AEG Contactors | 910-304-280-00 LS15K.10 220-230V50 | Look comments | AF30-30-00-14
135128 | LS15K.00A55 | AEG Contactors | 910-304-282-55 LS15K.00 24V50-60 | Look comments | AF30-30-00-11
135129 | LS15K.10A50 | AEG Contactors | 910-304-280-50 LS15K.10 230V50-60 | Look comments | AF30-30-00-13
135131 | CL35A300G6 | AEG Contactors | 910-304-282-50 LS15K.00 230V50-60 | Look comments | AF40-30-00-13
135133 | LS15K.00D19 | AEG Contactors | 910-304-287-19 LS15K.00 220V DC | Look comments | AF30-30-00-13 | Use AF30Z-30-00-23 1SBL276001R2300 for low inrush current
135133 | LS15K.00D19 | AEG Contactors | 910-304-287-19 LS15K.00 220V DC | Look comments | AF30Z-30-00-23
135143 | LS15K.11A00 | AEG Contactors | 910-304-283-00 LS15K.11 220-230V50 | Look comments | AF30-30-00-13 | Use AF30-30-00-14 1SBL277001R1400 for 277V 60Hz control voltage
135143 | LS15K.11A00 | AEG Contactors | 910-304-283-00 LS15K.11 220-230V50 | Look comments | AF30-30-00-14
135735 | CL03D301GR | AEG Contactors | 910-304-268-1J LS12K.01 240V DC | Look comments | AF26ZB-30-00RT-23
135757 | LS30K.00E40 | AEG Contactors | LS 30K.00-40 24-28V 50/60Hz DC | Look comments | AF65-30-00-11
135759 | LS30K.00E42 | AEG Contactors | LS 30K.00-42 60-72V 50/60Hz DC | Look comments | AF65-30-00-12
135765 | CK85GA3223 | AEG Contactors | 910-304-471-56 LS110K.22 110V50/60Hz | Look comments | AF205-30-11-13
135766 | LS30K.00E43 | AEG Contactors | LS 30K.00-43 110-125V 50/60Hz DC | Look comments | AF65-30-00-13
135767 | LS37K.00E42 | AEG Contactors | LS 37K.00-42 60-72V 50/60Hz DC | Look comments | AF80-30-00-12
135768 | LS37K.00E43 | AEG Contactors | LS 37K.00-43 110-125V 50/60Hz DC | Look comments | AF80-30-00-13
135769 | LS37K.00E44 | AEG Contactors | LS 37K.00-44 220-250V 50/60Hz DC | Look comments | AF80-30-00-13
135771 | LS45K.00E40 | AEG Contactors | LS 45K.00-40 24-28V 50/60Hz DC | Look comments | AF96-30-00-11
135777 | LS55K.00E44 | AEG Contactors | CONT LS 55K.00 220-250V 50/60HZ DC | Look comments | AF116-30-00-13
135780 | CK09GE322N | AEG Contactors | 910-304-481-44 LS132K.22 230AC | Look comments | AF265-30-11-13 | Use AF265-30-11-13 1SFL547002R1311 for IEC applications and AF205-30-11-13 1SFL527002R1311 for UL, BUSBAR FIT VERIFICATION REQUIRED
135780 | CK09GE322N | AEG Contactors | 910-304-481-44 LS132K.22 230AC | Look comments | AF205-30-11-13
135783 | LS30K-4.00E44 | AEG Contactors | LS 30K-4.00-44 220-250V 50/60Hz DC | Look comments | AF52-40-00-13
135785 | LS37K-22.00E44 | AEG Contactors | LS 37K-22.00-44 220-250V 50/60Hz DC | Look comments | AF80-22-00-13
135796 | CK07GA411N | AEG Contactors | 910-304-445-00 LS 55K-4.11 220-250V50-60 | Look comments | AF140-40-00-13
135803 | CK08GA411N | AEG Contactors | 910-304-465-00 LS 90K-4.11 277V60 | Look comments | AF205-40-11-13 | Use AF205-40-11-13 1SFL527102R1311 for IEC applications and AF190-40-11-13 1SFL487102R1311 for UL
135803 | CK08GA411N | AEG Contactors | 910-304-465-00 LS 90K-4.11 277V60 | Look comments | AF190-40-11-13
135812 | LS18K.00A85 | AEG Contactors | 910-304-300-85 LS18K.00 24V50 | Look comments | AF52-30-00-11
135819 | CK75GA322N | AEG Contactors | 910-304-451-00 LS75K.22 220-277V50-60 | Look comments | AF146-30-11-13 | Use AF146-30-11B-13 1SFL467002R1311 for busbar connection
135819 | CK75GA322N | AEG Contactors | 910-304-451-00 LS75K.22 220-277V50-60 | Look comments | AF146-30-11B-13
135820 | CK75GA322U | AEG Contactors | 910-304-451-83 LS75K.22 380V50 480V60 | Look comments | AF146-30-11-14 | Use AF146-30-11B-14 1SFL467002R1411 for busbar connection
135820 | CK75GA322U | AEG Contactors | 910-304-451-83 LS75K.22 380V50 480V60 | Look comments | AF146-30-11B-14
135822 | CK75GE311D | AEG Contactors | 910-304-453-40 LS75K.11 24-28V50-60 | Look comments | AF146-30-11-11 | Use AF146-30-11B-11 1SFL467002R1111 for busbar connection
135822 | CK75GE311D | AEG Contactors | 910-304-453-40 LS75K.11 24-28V50-60 | Look comments | AF146-30-11B-11
135826 | CK75GE311N | AEG Contactors | 910-304-453-44 LS75K.11 220V50 | Look comments | AF146-30-11-13 | Use AF146-30-11B-13 1SFL467002R1311 for busbar connection
135826 | CK75GE311N | AEG Contactors | 910-304-453-44 LS75K.11 220V50 | Look comments | AF146-30-11B-13
135838 | CK08GA322J | AEG Contactors | 910-304-461-88 LS 90K.22 110V50 125V60 | Look comments | AF205-30-11-13 | Use AF205-30-11-13 1SFL527002R1311 for IEC applications and AF190-30-11-13 1SFL487002R1311 for UL
135838 | CK08GA322J | AEG Contactors | 910-304-461-88 LS 90K.22 110V50 125V60 | Look comments | AF190-30-11-13
135839 | CK08GA322N | AEG Contactors | 910-304-461-00 LS 90K.22 220-277V50-60 | Look comments | AF205-30-11-13 | Use AF205-30-11-13 1SFL527002R1311 for IEC applications and AF190-30-11-13 1SFL487002R1311 for UL
135839 | CK08GA322N | AEG Contactors | 910-304-461-00 LS 90K.22 220-277V50-60 | Look comments | AF190-30-11-13
135840 | CK08GA322U | AEG Contactors | 910-304-461-83 LS 90K.22 380V50 480V60 | Look comments | AF205-30-11-14 | Use AF205-30-11-14 1SFL527002R1411 for IEC applications and AF190-30-11-14 1SFL487002R1411 for UL
135840 | CK08GA322U | AEG Contactors | 910-304-461-83 LS 90K.22 380V50 480V60 | Look comments | AF190-30-11-14
135841 | CK08GA322Y | AEG Contactors | 910-304-461-82 LS 90K.22 500V50 | Look comments | AF205-30-11-14 | Use AF205-30-11-14 1SFL527002R1411 for IEC applications and AF190-30-11-14 1SFL487002R1411 for UL
135841 | CK08GA322Y | AEG Contactors | 910-304-461-82 LS 90K.22 500V50 | Look comments | AF190-30-11-14
135845 | CK08GE311J | AEG Contactors | 910-304-463-43 LS 90K.11 110-127V50-60 | Look comments | AF205-30-11-13 | Use AF205-30-11-13 1SFL527002R1311 for IEC applications and AF190-30-11-13 1SFL487002R1311 for UL
135845 | CK08GE311J | AEG Contactors | 910-304-463-43 LS 90K.11 110-127V50-60 | Look comments | AF190-30-11-13
135846 | CK08GE311N | AEG Contactors | 910-304-463-44 LS 90K.11 220-250VDC | Look comments | AF205-30-11-13 | Use AF205-30-11-13 1SFL527002R1311 for IEC applications and AF190-30-11-13 1SFL487002R1311 for UL
135846 | CK08GE311N | AEG Contactors | 910-304-463-44 LS 90K.11 220-250VDC | Look comments | AF190-30-11-13
135848 | CK08GE311Y | AEG Contactors | 910-304-463-99 LS 90K.11 440-500V50-60 | Look comments | AF205-30-11-14 | Use AF205-30-11-14 1SFL527002R1411 for IEC applications and AF190-30-11-14 1SFL487002R1411 for UL
135848 | CK08GE311Y | AEG Contactors | 910-304-463-99 LS 90K.11 440-500V50-60 | Look comments | AF190-30-11-14
135849 | CK75GA311N | AEG Contactors | 910-304-450-00 LS75K.11 220-277V50-60 | Look comments | AF146-30-11-13 | Use AF146-30-11B-13 1SFL467002R1311 for busbar connection
135849 | CK75GA311N | AEG Contactors | 910-304-450-00 LS75K.11 220-277V50-60 | Look comments | AF146-30-11B-13
135937 | C04255NG | AEG Contactors | 910-304-655-00 C-655-00 BOB.CK08.220V50 | Look comments | Look comments | No Coil Spare part available
135940 | LS15K-4.00A88 | AEG Contactors | 910-304-290-88 LS15K-4.00 110V50 120V60 | Look comments | AF38-40-00-13
135955 | C04787NG | AEG Contactors | 910-304-656-00 BOB. 220-230V50Hz | Look comments | Look comments | No Coil Spare part available
135990 | CK85GA322J | AEG Contactors | 910-304-471-88 LS110K.22 110V50 | Look comments | AF205-30-11-13
136001 | CK09GE311J | AEG Contactors | 910-304-480-43 LS 132K.11 110-127V50-60 | Look comments | AF265-30-11-13 | Use AF265-30-11-13 1SFL547002R1311 for IEC applications and AF205-30-11-13 1SFL527002R1311 for UL, BUSBAR FIT VERIFICATION REQUIRED
136001 | CK09GE311J | AEG Contactors | 910-304-480-43 LS 132K.11 110-127V50-60 | Look comments | AF205-30-11-13
136005 | CK09GE322D | AEG Contactors | 910-304-481-40 LS 132K.22 24-28V DC | Look comments | AF265-30-11-11 | Use AF265-30-11-11 1SFL547002R1111 for IEC applications and AF205-30-11-11 1SFL527002R1111 for UL, BUSBAR FIT VERIFICATION REQUIRED
136005 | CK09GE322D | AEG Contactors | 910-304-481-40 LS 132K.22 24-28V DC | Look comments | AF205-30-11-11
136008 | CK09GE322J | AEG Contactors | 910-304-481-43 LS 132K.22 110-127V50 | Look comments | AF265-30-11-12 | Use AF265-30-11-12 1SFL547002R1211 for IEC applications and AF205-30-11-12 1SFL527002R1211 for UL, BUSBAR FIT VERIFICATION REQUIRED
136008 | CK09GE322J | AEG Contactors | 910-304-481-43 LS 132K.22 110-127V50 | Look comments | AF205-30-11-12
136009 | CK09GE322U | AEG Contactors | 910-304-481-45 LS 132K.22 380-415V50 | Look comments | AF265-30-11-14 | Use AF265-30-11-14 1SFL547002R1411 for IEC applications and AF205-30-11-14 1SFL527002R1411 for UL, BUSBAR FIT VERIFICATION REQUIRED
136009 | CK09GE322U | AEG Contactors | 910-304-481-45 LS 132K.22 380-415V50 | Look comments | AF205-30-11-14
136010 | CK09GE322Y | AEG Contactors | 910-304-481-46 LS 132K.22 440-500V50-60 | Look comments | AF265-30-11-14 | Use AF265-30-11-14 1SFL547002R1411 for IEC applications and AF205-30-11-14 1SFL527002R1411 for UL, BUSBAR FIT VERIFICATION REQUIRED
136010 | CK09GE322Y | AEG Contactors | 910-304-481-46 LS 132K.22 440-500V50-60 | Look comments | AF205-30-11-14
136047 | CL04DB00MWD | AEG Contactors | CL CONT 32A, 2NO+2NC 24VDC WR | Look comments | AF38Z-22-00-21
136048 | LS18K-4.00E40 | AEG Contactors | LS 18K-4.00-40 24-28V 50/60Hz DC | Look comments | AF38-40-00-11
136049 | LS30K-4.00E40 | AEG Contactors | LS 30K-4.00-40 24-28V 50/60Hz DC | Look comments | AF52-40-00-11
136053 | LS45K-4.00E40 | AEG Contactors | LS 45K-4.00-40 24-28V 50/60Hz DC | Look comments | AF116-40-00-11
136056 | V31175CAG | AEG Contactors | 910-304-681-00 CONT. ACCES.CK75C. | Look comments | Look comments | Contact kit replacement not available
136057 | V31108CAG | AEG Contactors | 910-304-682-00 CONT. ACCES.CK08C. | Look comments | Look comments | Contact kit replacement not available
136058 | V31185BAG | AEG Contactors | 910-304-684-00 CONT.ACCES.CK85B. | Look comments | Look comments | Contact kit replacement not available
136060 | V31195BAG | AEG Contactors | 910-304-688-00 CONT.ACCES. CK95B | Look comments | Look comments | Contact kit replacement not available
136062 | V31109BAG | AEG Contactors | 910-304-686-000 CS132 V31109BAG | Look comments | Look comments | Contact kit replacement not available
136068 | Mbs32S006 | AEG MMS | Mbs32S006 0,4-0,63 | Look comments | MS132-0.63
136070 | Mbs32S016 | AEG MMS | Mbs32S016 1-1,6 | Look comments | MS132-1.6
136071 | Mbs32S025 | AEG MMS | Mbs32S025 1,6-2,5 | Look comments | MS132-2.5
136073 | Mbs32S063 | AEG MMS | Mbs32S063 4-6,3 | Look comments | MS132-4.0
136075 | Mbs32S130 | AEG MMS | Mbs32S130 9-13 | Look comments | MS132-12
136111 | CL03D301MWT | CL Series | CL CONT 25A 3P 1NC 250VDC WR | Look comments | AF26-30-00-13 | Use AF26Z-30-00-23 1SBL236001R2300 when required low inrush current
136111 | CL03D301MWT | CL Series | CL CONT 25A 3P 1NC 250VDC WR | Look comments | AF26Z-30-00-23
136112 | CL03D310MWT | CL Series | CL CONT 25A 3P 1NO 250VDC WR | Look comments | AF26-30-00-13 | Use AF26Z-30-00-23 1SBL236001R2300 when required low inrush current
136112 | CL03D310MWT | CL Series | CL CONT 25A 3P 1NO 250VDC WR | Look comments | AF26Z-30-00-23
136113 | CL03D301MWN | CL Series | CL CONT 25A 3P 1NC 220VDC WR | Look comments | AF26-30-00-13 | Use AF26Z-30-00-23 1SBL236001R2300 when required low inrush current
136113 | CL03D301MWN | CL Series | CL CONT 25A 3P 1NC 220VDC WR | Look comments | AF26Z-30-00-23
136114 | CL03D301MWK | CL Series | CL CONT 25A 3P 1NC 125VDC WR | Look comments | AF26-30-00-12 | Use AF26Z-30-00-22 1SBL236001R2200 when required low inrush current
136114 | CL03D301MWK | CL Series | CL CONT 25A 3P 1NC 125VDC WR | Look comments | AF26Z-30-00-22
136115 | CL03D310MWK | CL Series | CL CONT 25A 3P 1NO 125VDC WR | Look comments | AF26-30-00-12 | Use AF26Z-30-00-22 1SBL236001R2200 when required low inrush current
136115 | CL03D310MWK | CL Series | CL CONT 25A 3P 1NO 125VDC WR | Look comments | AF26Z-30-00-22
136116 | CL03D301MWG | CL Series | CL CONT 25A 3P 1NC 48VDC WR | Look comments | AF26-30-00-11 | Use AF26Z-30-00-21 1SBL236001R2100 when required low inrush current
136116 | CL03D301MWG | CL Series | CL CONT 25A 3P 1NC 48VDC WR | Look comments | AF26Z-30-00-21
136117 | CL03DB00MWT | CL Series | CL CONT 25A 2NO 2NC 250VDC WR | Look comments | AF26-22-00-13 | Use AF26Z-22-00-23 1SBL236501R2300 when required low inrush current
136117 | CL03DB00MWT | CL Series | CL CONT 25A 2NO 2NC 250VDC WR | Look comments | AF26Z-22-00-23
136118 | CL03DB00MWN | CL Series | CL CONT 25A 2NO 2NC 220VDC WR | Look comments | AF26-22-00-13 | Use AF26Z-22-00-23 1SBL236501R2300 when required low inrush current
136118 | CL03DB00MWN | CL Series | CL CONT 25A 2NO 2NC 220VDC WR | Look comments | AF26Z-22-00-23
136119 | CL03D400MWN | CL Series | CL CONT 45A 4P 220VDC WR | Look comments | AF26-40-00-13 | Use AF26Z-40-00-23 1SBL236201R2300 when required low inrush current
136119 | CL03D400MWN | CL Series | CL CONT 45A 4P 220VDC WR | Look comments | AF26Z-40-00-23
136120 | CL03D400MWK | CL Series | CL CONT 45A 4P 125VDC WR | Look comments | AF26-40-00-13 | Use AF26Z-40-00-23 1SBL236201R2300 when required low inrush current
136120 | CL03D400MWK | CL Series | CL CONT 45A 4P 125VDC WR | Look comments | AF26Z-40-00-23
136121 | CL03DB00MWJ | CL Series | CL CONT 25A 2NO 2NC 110VDC WR | Look comments | AF26-22-00-12 | Use AF26Z-22-00-22 1SBL236501R2200 when required low inrush current
136121 | CL03DB00MWJ | CL Series | CL CONT 25A 2NO 2NC 110VDC WR | Look comments | AF26Z-22-00-22
136122 | CL03DB00MWG | CL Series | CL CONT 25A 2NO 2NC 48VDC WR | Look comments | AF26-22-00-11 | Use AF26Z-22-00-21 1SBL236501R2100 when required low inrush current
136122 | CL03DB00MWG | CL Series | CL CONT 25A 2NO 2NC 48VDC WR | Look comments | AF26Z-22-00-21
136123 | CL03D400MWG | CL Series | CL CONT 45A 4P 48VDC WR | Look comments | AF26-40-00-11 | Use AF26Z-40-00-21 1SBL236201R2100 when required low inrush current
136123 | CL03D400MWG | CL Series | CL CONT 45A 4P 48VDC WR | Look comments | AF26Z-40-00-21
136124 | CL03DB00MWD | CL Series | CL CONT 25A 2NO 2NC 24VDC WR | Look comments | AF26-22-00-11 | Use AF26Z-22-00-21 1SBL236501R2100 when required low inrush current
136124 | CL03DB00MWD | CL Series | CL CONT 25A 2NO 2NC 24VDC WR | Look comments | AF26Z-22-00-21
136125 | CL04A310MJMP | CL Series | CL CONT. 3P 32A 1NO, 110V50/60 120V60 MP | Look comments | AF30-30-00-13
136126 | CL04D310MDMP | CL Series | CL CONT. 3P 32A 1NO, 24VDC MP | Look comments | AF30-30-00-11 | Use AF30Z-30-00-21 1SBL276001R2100 when required low inrush current
136126 | CL04D310MDMP | CL Series | CL CONT. 3P 32A 1NO, 24VDC MP | Look comments | AF30Z-30-00-21
136127 | CL03D300TDMP | CL Series | CL CONTACTOR 3P 25A, 24VDC MP | Look comments | AF26-30-00-11 | Use AF26Z-30-00-21 1SBL236001R2100 when required low inrush current
136127 | CL03D300TDMP | CL Series | CL CONTACTOR 3P 25A, 24VDC MP | Look comments | AF26Z-30-00-21
136129 | CL00D310TDMP | CL Series | CL CONTACTOR 3P 9A 1NO, 24VDC MP | Look comments | AF09-30-10-11 | Use AF09Z-30-10-21 1SBL136001R2110 when required low inrush current
136129 | CL00D310TDMP | CL Series | CL CONTACTOR 3P 9A 1NO, 24VDC MP | Look comments | AF09Z-30-10-21
136157 | MAHSb10FR | AEG MMS | MAHSb10FR 1NO | Look comments | HKF1-10
136158 | MAHSb01FR | AEG MMS | MAHSb01FR 1NC | Look comments | HKF1-01
136160 | MAHS10FB | AEG MMS | MAHS10FB 1NO | Look comments | HKF1-10 Aux.-contact for front mounting
136161 | MAHS01FB | AEG MMS | MAHS01FB 1NC | Look comments | HKF1-01 Aux.-contact for front mounting
136162 | MAHS11LL | AEG MMS | MAHS11LL 1NO+1NC | Look comments | HK1-11 | ABB has no left mount auxcontact
136163 | MAHS20LL | AEG MMS | MAHS20LL 2NO | Look comments | HK1-20 | ABB has no left mount auxcontact
136165 | MAHS11LR | AEG MMS | MAHS11LR 1NO+1NC | Look comments | HK1-11 Aux.-contact
136166 | MAHS20LR | AEG MMS | MAHS20LR 2NO | Look comments | HK1-20 Aux.-contact
136168 | MAHSd1010LL | AEG MMS | MAHSd1010LL 1NO+1NO | Look comments | SK1-20 Signal contact
136169 | MAHSd1001LL | AEG MMS | MAHSd1001LL 1NO+1NC | Look comments | SK1-11 Signal contact
136171 | MAHSd0101LL | AEG MMS | MAHSd0101LL 1NC+1NC | Look comments | SK1-02 Signal contact
136172 | MAHSs11LL | AEG MMS | MAHSs11LL 1NO+1NC | Look comments | CK1-11 Short-Circuit Signal Contact 2 NO
136185 | MArLRAD | AEG MMS | MArLRAD 24V50HZ | Look comments | UA1-24 Undervoltage release 24 V
136186 | MArLRAC | AEG MMS | MArLRAC 24V60HZ | Look comments | UA1-24 Undervoltage release 24 V /60 Hz
136189 | MArLRAJ | AEG MMS | MArLRAJ 110-127V50HZ | Look comments | UA1-120 Undervoltage release 110V
136190 | MArLRAM | AEG MMS | MArLRAM 208V60HZ | Look comments | UA1-208 Undervoltage release 208V 60Hz
136193 | MArLRAU | AEG MMS | MArLRAU 380-400V50HZ | Look comments | UA1-400 Undervoltage release 400V
136207 | MAr20LCAD | AEG MMS | MAr20LCAD 1H,2S,2H 24V50HZ | Look comments | UA1-24 | Use UA1-20 1SAM201904R1010 for 24V 60Hz application
136207 | MAr20LCAD | AEG MMS | MAr20LCAD 1H,2S,2H 24V50HZ | Look comments | UA1-20
136218 | MA32HB | AEG MMS | MA32HB BLACK 1H | Look comments | MSHD-LB
136219 | MA32HR | AEG MMS | MA32HR YELLOW/RED 1H | Look comments | MSHD-LY
136220 | MA63HB | AEG MMS | MA63HB BLACK 2S,2H | Look comments | MSHD-LTB
136221 | MA63HR | AEG MMS | MA63HR YELLOW/RED 2S,2H | Look comments | MSHD-LTY
136223 | Mi55 | AEG MMS | Mi55 ENCLOSURES SURF.MOUN.IP55 | Look comments | IB132-G
136225 | MiT55 | AEG MMS | MiT55 ENCLOSURES FLUSH MOUN.IP55 | Look comments | Look comments | No Need
136227 | MiD | AEG MMS | MiD PADLOCKING DEV.FOR ENCLOS.MMS | Look comments | Look comments | No Need
136228 | MiC | AEG MMS | MiC CONVERSION KIT IP41-IP55 | Look comments | Look comments | No Need
136229 | MiPM | AEG MMS | MiPM EMERG.MUSH.PUSH.IMPULSE FUNCTION | Look comments | Look comments | No exact equivalence, check pilot devices
136230 | MiPL | AEG MMS | MiPL EMERG.MUSH.PUSH.MECHANICAL LATCH | Look comments | Look comments | No exact equivalence, check pilot devices
136232 | MiLGJ | AEG MMS | MiLGJ INDIC.LAMPS GREEN 110-220V | Look comments | Look comments | Product Gap
136233 | MiLGN | AEG MMS | MiLGN INDIC.LAMPS GREEN 220-240V | Look comments | Look comments | Product Gap
136237 | MiLRJ | AEG MMS | MiLRJ INDIC.LAMPS RED 110-220V | Look comments | Look comments | Product Gap
136238 | MiLRN | AEG MMS | MiLRN INDIC.LAMPS RED 220-240V | Look comments | Look comments | Product Gap
136239 | MiLRU | AEG MMS | MiLRU INDIC.LAMPS RED 380-440V | Look comments | Look comments | Product Gap
136241 | MiLRY | AEG MMS | MiLRY INDIC.LAMPS RED 600V | Look comments | Look comments | Product Gap
136256 | LS7K.10 | AEG Contactors | CONT. | Look comments | AF16-30-10-11
136271 | CL03A310G3 | AEG Contactors | 910-304-270-56 LS12K.10 110-115V 50/60 | Look comments | AF26-30-00-13
136311 | CK08GA3221 | AEG Contactors | 910-304-461-55 LS 90K.22 24V 50/60Hz | Look comments | AF205-30-11-11 | Use AF205-30-11-11 1SFL527002R1111 for IEC applications and AF190-30-11-11 1SFL487002R1111 for UL
136311 | CK08GA3221 | AEG Contactors | 910-304-461-55 LS 90K.22 24V 50/60Hz | Look comments | AF190-30-11-11
136317 |  | AEG Contactors | C-654-55 (24V 50/60Hz) | Look comments | Look comments | No Coil Spare part available
136355 | CL01A310RGN | AEG Contactors | LS5K.10RA00 contactor for ring terminal | Look comments | AF12ZB-30-10RT-23 | Use AF12B-30-10RT-14 1SBL157060R1410 for 277V 60Hz control voltage
136355 | CL01A310RGN | AEG Contactors | LS5K.10RA00 contactor for ring terminal | Look comments | AF12B-30-10RT-14
136357 | CL02A310RGN | AEG Contactors | LS7K.10RA00 contactor for ring terminal | Look comments | AF16ZB-30-10RT-23 | Use AF16B-30-10RT-14 1SBL177060R1410 for 277V 60Hz control voltage
136357 | CL02A310RGN | AEG Contactors | LS7K.10RA00 contactor for ring terminal | Look comments | AF16B-30-10RT-14
136366 | BCRFG01 | AEG Contactors | 910-304-555-00 HS 7K.01R R.T.C. 1NC | Look comments | CA4-11MRT
136375 | LS12K.10A00 | AEG Contactors | 910-304-270-00 LS12K.10 220-230V50 | Look comments | AF26-30-00-13 | Use AF26-30-00-14 1SBL237001R1400 for 277V 60Hz control voltage
136375 | LS12K.10A00 | AEG Contactors | 910-304-270-00 LS12K.10 220-230V50 | Look comments | AF26-30-00-14
136379 | CK75GA3226 | AEG Contactors | 910-304-451-50 LS75K.22 230V 50/60Hz | Look comments | AF146-30-11-13 | Use AF146-30-11B-13 1SFL467002R1311 for busbar connection
136379 | CK75GA3226 | AEG Contactors | 910-304-451-50 LS75K.22 230V 50/60Hz | Look comments | AF146-30-11B-13
136381 | CK08GA3226 | AEG Contactors | 910-304-461-50 LS 90K.22 230V 50/60Hz | Look comments | AF205-30-11-13 | Use AF205-30-11-13 1SFL527002R1311 for IEC applications and AF190-30-11-13 1SFL487002R1311 for UL
136381 | CK08GA3226 | AEG Contactors | 910-304-461-50 LS 90K.22 230V 50/60Hz | Look comments | AF190-30-11-13
136382 | CK08GA32213 | AEG Contactors | LS90K.22 (400V 50/60Hz) | Look comments | AF205-30-11-14 | Use AF205-30-11-14 1SFL527002R1411 for IEC applications and AF190-30-11-14 1SFL487002R1411 for UL
136382 | CK08GA32213 | AEG Contactors | LS90K.22 (400V 50/60Hz) | Look comments | AF190-30-11-14
136383 | CK85GA3226 | AEG Contactors | 910-304-471-50 LS110K.22 230V50/60Hz | Look comments | AF205-30-11-13
136387 | CL05E400GWJ | AEG Contactors | LS18K 4.00 EWJ (110V DC 70-130%Un) | Look comments | AF52-40-00-13 | Use AF80-40-00-13 1SBL397201R1300 for UL general use application higher than 80 A
136387 | CL05E400GWJ | AEG Contactors | LS18K 4.00 EWJ (110V DC 70-130%Un) | Look comments | AF80-40-00-13
136388 | LG2506P1G0 | AEG Contactors | 910-304-723-000 D.O.L.Starter E/Box AEG | Look comments | Look comments | Move to DRAF Encolsed solution
136414 | LS30K-4.00A88 | AEG Contactors | LS 30K-4.00-88 110V 50Hz / 120V 60Hz | Look comments | AF80-40-00-13
136428 | LS15K.10A81 | AEG Contactors | 910-304-280-81 LS15K.10 240V50 280V60 | Look comments | AF30-30-00-13
136444 | LS15K.11A51 | AEG Contactors | 910-304-283-51 LS15K.11 240V50-60 | Look comments | AF30-30-00-13
136452 | RTXRRDG | RT Series | FERN-RESET | Look comments | Look comments | TOL check application
136458 | LS55K.00A59 | AEG Contactors | LS 55K.00-59 400V 50/60Hz | Look comments | AF116-30-00-14
136481 | LS5K.10A59 | AEG Contactors | CONTACTOR 400V-50/60HZ | Look comments | AF12-30-10-14
136484 | LS4K.10DWD | AEG Contactors | LS4K.10 24 V DC | Look comments | AF09-30-10-11 | Use AF09Z-30-10-21 1SBL136001R2110 for low inrush current
136484 | LS4K.10DWD | AEG Contactors | LS4K.10 24 V DC | Look comments | AF09Z-30-10-21
136485 | LS5K.10DWD | AEG Contactors | LS 5K.10 (24V DC,70-130%Un) | Look comments | AF12-30-10-11 | Use AF12Z-30-10-21 1SBL156001R2110 for low inrush current
136485 | LS5K.10DWD | AEG Contactors | LS 5K.10 (24V DC,70-130%Un) | Look comments | AF12Z-30-10-21
136486 | LS7K.10DWD | AEG Contactors | LS 7K.10 (24V DC, 70-130%Un) | Look comments | AF16-30-10-11 | Use AF16Z-30-10-21 1SBL176001R2110 for low inrush current
136486 | LS7K.10DWD | AEG Contactors | LS 7K.10 (24V DC, 70-130%Un) | Look comments | AF16Z-30-10-21
136488 | LS15K.00DWD | AEG Contactors | 910-304-287-WD LS15K.00 24V DC | Look comments | AF30-30-00-11 | Use AF30Z-30-00-21 1SBL276001R2100 for low inrush current
136488 | LS15K.00DWD | AEG Contactors | 910-304-287-WD LS15K.00 24V DC | Look comments | AF30Z-30-00-21
136491 | LS30K.00EWD | AEG Contactors | LS 30K.00 (24V DC,70-130%Un) | Look comments | AF65-30-00-11
136492 | LS37K.00EWD | AEG Contactors | 910-304-388-WD LS37K.00 24V DC | Look comments | AF80-30-00-11
136496 | CK08GE311WD | AEG Contactors | 910-304-463-WD LS 90K.11 24V DC 30% | Look comments | AF205-30-11-11 | Use AF205-30-11-11 1SFL527002R1111 for IEC applications and AF190-30-11-11 1SFL487002R1111 for UL
136496 | CK08GE311WD | AEG Contactors | 910-304-463-WD LS 90K.11 24V DC 30% | Look comments | AF190-30-11-11
136525 | LS7K.10DWI | AEG Contactors | LS 7K.10 (72V DC,70-130%Un) | Look comments | AF16-30-10-12 | Use AF16Z-30-10-22 1SBL176001R2210 for low inrush current
136525 | LS7K.10DWI | AEG Contactors | LS 7K.10 (72V DC,70-130%Un) | Look comments | AF16Z-30-10-22
136536 | LS4K.10DWJ | AEG Contactors | 910-304-105-WJO | Look comments | AF09-30-10-12 | Use AF09Z-30-10-22 1SBL136001R2210 for low inrush current
136536 | LS4K.10DWJ | AEG Contactors | 910-304-105-WJO | Look comments | AF09Z-30-10-22
136538 | LS7K.10DWJ | AEG Contactors | LS 7K.10 (110V DC,70-130%Un) | Look comments | AF16-30-10-12 | Use AF16Z-30-10-22 1SBL176001R2210 for low inrush current
136538 | LS7K.10DWJ | AEG Contactors | LS 7K.10 (110V DC,70-130%Un) | Look comments | AF16Z-30-10-22
136541 | LS18K.00DWJ | AEG Contactors | LS 18K.00 (110V DC,70-130%Un) | Look comments | AF38-30-00-12 | Use AF40-30-00-12 1SBL347001R1200 for AC-3 applications above 38A
136541 | LS18K.00DWJ | AEG Contactors | LS 18K.00 (110V DC,70-130%Un) | Look comments | AF40-30-00-12
136544 | LS37K.00EWJ | AEG Contactors | LS 37K.00 (110V DC,70-130%Un) | Look comments | AF80-30-00-13
136547 | CK75GE311WJ | AEG Contactors | 910-304-453-WJ LS75K.11 110V | Look comments | AF146-30-11-12 | Use AF146-30-11B-12 1SFL467002R1211 for busbar connection
136547 | CK75GE311WJ | AEG Contactors | 910-304-453-WJ LS75K.11 110V | Look comments | AF146-30-11B-12
136548 | CK08GE311WJ0 | AEG Contactors | 910-304-463-WJ0 LS 90K.11 110V DC 30% | Look comments | AF205-30-11-13 | Use AF205-30-11-13 1SFL527002R1311 for IEC applications and AF190-30-11-13 1SFL487002R1311 for UL
136548 | CK08GE311WJ0 | AEG Contactors | 910-304-463-WJ0 LS 90K.11 110V DC 30% | Look comments | AF190-30-11-13
136571 | LS15K-4.00DWD | AEG Contactors | CL04D400GWD | Look comments | AF38-40-00-11 | Use AF38Z-40-00-21 1SBL296201R2100 for low inrush current
136571 | LS15K-4.00DWD | AEG Contactors | CL04D400GWD | Look comments | AF38Z-40-00-21
136575 | CK08GE411WD | AEG Contactors | 910-304-468-WD LS 90K-4.11 24V | Look comments | AF205-40-11-11 | Use AF205-40-11-11 1SFL527102R1111 for IEC applications and AF190-40-11-11 1SFL487102R1111 for UL
136575 | CK08GE411WD | AEG Contactors | 910-304-468-WD LS 90K-4.11 24V | Look comments | AF190-40-11-11
136576 | LS5K-4.00DWJ | AEG Contactors | 910-304-165-WJO | Look comments | AF09-40-00-12 | Use AF09Z-40-00-22 1SBL136201R2200 for low inrush current
136576 | LS5K-4.00DWJ | AEG Contactors | 910-304-165-WJO | Look comments | AF09Z-40-00-22
136578 | LS11K-4.00DWJ | AEG Contactors | 910-304-265-WJ0 LS11K-4.00 110V DC | Look comments | AF26-40-00-12 | Use AF26Z-40-00-22 1SBL236201R2200 for low inrush current
136578 | LS11K-4.00DWJ | AEG Contactors | 910-304-265-WJ0 LS11K-4.00 110V DC | Look comments | AF26Z-40-00-22
136582 | LS45K-4.00EWJ | AEG Contactors | LS45K-4.00 (110V DC,70-130%Un) | Look comments | AF116-40-00-13
136584 | LS5K-4.00DWN | AEG Contactors | LS 5K-4.00 (220V DC,70-130%Un) | Look comments | AF09-40-00-13 | Use AF09Z-40-00-23 1SBL136201R2300 for low inrush current
136584 | LS5K-4.00DWN | AEG Contactors | LS 5K-4.00 (220V DC,70-130%Un) | Look comments | AF09Z-40-00-23
136671 | BETL45CG | AEG Contactors | 910-304-567-00 ON 1,5-45 SEC BETL45CG | Look comments | TEF4-ON
136673 | BETL45DG | AEG Contactors | 910-304-569-00 OFF 1,5-45 SEC BETL45DG | Look comments | TEF4-OFF
136692 | PTP45G | AEG Contactors | 910-393-176-000 ACC.PROT.IPXXB | Look comments | LT65-30
136693 | PTP08G | AEG Contactors | 910-393-177-000 ACC.PROT.IPXXB | Look comments | LT65-30
136694 | PTP10G | AEG Contactors | 910-393-178-000 ACC.PROT.IPXXB | Look comments | LT96-30
136701 | LS55K.22A53 | AEG Contactors | LS 55K.22-53 440V 50/60Hz | Look comments | AF116-30-00-14
136705 | LS11K-22.00A88 | AEG Contactors | 910-304-261-88 LS11K-22.00 110V50-120V60 | Look comments | AF26-22-00-13
136718 | LS30K.00A8E | AEG Contactors | LS30K.00 (48V50HZ 60V6 | Look comments | AF65-30-00-11
136733 | LG0006P1G0 | AEG Contactors | 910-304-701-000 D.O.L.STARTER E/BOX AEG | Look comments | FR16AF-12
136737 | LG0006R1G0 | AEG Contactors | I01K6R Iso-GehSuse f.LS4-7K,IP65,Taste R | Look comments | Look comments | Move to DRAF Encolsed solution
136739 | LG0406P1G0 | AEG Contactors | 910-304-707-000 D.O.L.STARTER (E/BOX)A | Look comments | Look comments | Move to DRAF Encolsed solution
136775 | LS11K-22.00A57 | AEG Contactors | 910-304-261-57 LS11K-22.00 48V50-60 | Look comments | AF26-22-00-11
136776 | LS11K-22.00A56 | AEG Contactors | 910-304-261-56 LS11K-22.00 110V50 | Look comments | AF26-22-00-13
136792 | LS55K.22A83 | AEG Contactors | LS 55K.22-83 380/400V 50Hz / 480V 60Hz | Look comments | AF116-30-00-14
136793 | LS30K.22A83 | AEG Contactors | LS 30K.22-83 380/400V 50Hz / 480V 60Hz | Look comments | AF65-30-00-14
136807 | LS55K.00A88 | AEG Contactors | LS 55K.00-88 110V 50Hz / 120V 60Hz | Look comments | AF116-30-00-13
136814 | LS37K.00A83 | AEG Contactors | LS 37K.00-83 380/400V 50Hz / 480V 60Hz | Look comments | AF80-30-00-14
136821 | LS22K.00A83 | AEG Contactors | LS 22K.00-83 380/400V 50Hz / 480V 60Hz | Look comments | AF52-30-00-14
136824 | LS18K.00A84 | AEG Contactors | 910-304-300-84 LS18K.00 42V50 48V60 | Look comments | AF52-30-00-11
136825 | LS15K.00A88 | AEG Contactors | 910-304-282-88 LS15K.00 110V50 120V60 | Look comments | AF30-30-00-13
136828 | LS11K-4.00A88 | AEG Contactors | 910-304-260-88 LS11K-4.00 110V50 120V60 | Look comments | AF26-40-00-13
136832 | LS18K.11A88 | AEG Contactors | 910-304-300-88 LS18K.00 110V50 120V60 | Look comments | AF52-30-00-13
136833 | LS22K.00A88 | AEG Contactors | LS 22K.00-88 110V 50Hz / 120V 60Hz | Look comments | AF52-30-00-13
136834 | LS37K.00A88 | AEG Contactors | LS 37K.00-88 110V 50Hz / 120V 60Hz | Look comments | AF80-30-00-13
136835 | LS18K.22A82 | AEG Contactors | LS18K.22 coil 500V 50Hz / 600V 60Hz | Look comments | AF40-22-00-14 | Use AF80-22-00-14 1SBL397501R1400 for 277V 60Hz control voltage
136835 | LS18K.22A82 | AEG Contactors | LS18K.22 coil 500V 50Hz / 600V 60Hz | Look comments | AF80-22-00-14
136844 | LS37K.00A87 | AEG Contactors | LS 37K.00-87 92V 50Hz / 110V 60Hz | Look comments | AF80-30-00-12
136847 | LS15K.00A59 | AEG Contactors | 910-304-282-59 LS15K.00 400V50-60 | Look comments | AF38-30-00-14
136848 | LS18K.00A59 | AEG Contactors | 910-304-300-59 LS18K.00 400V50-60 | Look comments | AF52-30-00-14
136849 | LS22K.00A59 | AEG Contactors | LS22K.00 (400V 50/60Hz) | Look comments | AF52-30-00-14
136856 | LS37K.22A69 | AEG Contactors | LS 37K.22-00 220/230V 50Hz / 277V 60Hz | Look comments | AF80-30-00-13 | Use AF80-30-00-14 1SBL397001R1400 for 277V 60Hz control voltage
136856 | LS37K.22A69 | AEG Contactors | LS 37K.22-00 220/230V 50Hz / 277V 60Hz | Look comments | AF80-30-00-14
136857 | LS30K-22.00A50 | AEG Contactors | LS 30K-22.00-00 220/230V 50Hz / 277V 60 | Look comments | AF80-22-00-13 | Use AF80-22-00-14 1SBL397501R1400 for 277V 60Hz control voltage
136857 | LS30K-22.00A50 | AEG Contactors | LS 30K-22.00-00 220/230V 50Hz / 277V 60 | Look comments | AF80-22-00-14
136867 | LS18K.00A69 | AEG Contactors | 910-304-300-69 LS18K.00 220V60 | Look comments | AF52-30-00-13
136881 | LS22K.22A69 | AEG Contactors | LS 22K.22-00 220/230V 50Hz / 277V 60Hz | Look comments | AF52-30-00-13 | Use AF52-30-00-14 1SBL367001R1400 for 277V 60Hz control voltage
136881 | LS22K.22A69 | AEG Contactors | LS 22K.22-00 220/230V 50Hz / 277V 60Hz | Look comments | AF52-30-00-14
136884 | LS18K.00A57 | AEG Contactors | 910-304-300-57 LS18K.00 48V50-60 | Look comments | AF52-30-00-11
136887 | LS45K-4.00A55 | AEG Contactors | LS 45K.00-00 24V 50/60 Hz | Look comments | AF116-40-00-11
136889 | LS15K.00A81 | AEG Contactors | 910-304-282-81 LS15K.00 240V50 280V60 | Look comments | AF30-30-00-13
136895 | LS37K.22A63 | AEG Contactors | LS 37K.22-00 220/230V 50Hz / 277V 60Hz | Look comments | AF80-30-00-13 | Use AF80-30-00-14 1SBL397001R1400 for 277V 60Hz control voltage
136895 | LS37K.22A63 | AEG Contactors | LS 37K.22-00 220/230V 50Hz / 277V 60Hz | Look comments | AF80-30-00-14
136900 | LS18K.00A55 | AEG Contactors | 910-304-300-55 LS18K.00 24V50-60 | Look comments | AF52-30-00-11
136901 | LS22K.00A55 | AEG Contactors | CONT LS22K.00 24V 50/60HZ | Look comments | AF52-30-00-11
136903 | LS30K.00A55 | AEG Contactors | LS 30K.00-55 24V 50/60Hz | Look comments | AF65-30-00-11
136904 | LS30K.00A56 | AEG Contactors | CONT LS 30K.00 110/115V 50/60HZ | Look comments | AF65-30-00-13
136905 | LS37K.00A55 | AEG Contactors | CONT LS 37K.00 24V 50/60HZ | Look comments | AF80-30-00-11
136909 | LS55K.00A55 | AEG Contactors | CONT LS 55K.00-55 24V 50/60HZ | Look comments | AF116-30-00-11
136911 | LS30K.00A53 | AEG Contactors | LS 30K.00-53 440V 50/60Hz | Look comments | AF65-30-00-14
136913 | LS45K.00A53 | AEG Contactors | LS 45K.00-53 440V 50/60Hz | Look comments | AF96-30-00-14
136916 | LS11K-4.00A55 | AEG Contactors | 910-304-260-55 LS11K-4.00 24V50-60 | Look comments | AF26-40-00-11
136919 | LS15K.00A54 | AEG Contactors | 910-304-282-54 LS15K.00 42V50-60 | Look comments | AF30-30-00-11
136923 |  | AEG Contactors | LS 22K.22-82 500V 50Hz/ 600V 60Hz | Look comments | AF52-30-00-14
136934 | LS37K-22.00A88 | AEG Contactors | LS 37K-22.00-88 110V 50Hz / 120V 60Hz | Look comments | AF80-22-00-12
136938 | LS55K.22A88 | AEG Contactors | LS 55K.22-88 110V 50Hz / 120V 60Hz | Look comments | AF116-30-00-13
136942 | LS15K.00A56 | AEG Contactors | 910-304-282-56 LS15K.00 110-115V50-60 | Look comments | AF30-30-00-13
136943 | LS55K.00A56 | AEG Contactors | CONT LS 55K.00 110/115V 50/60HZ | Look comments | AF116-30-00-13
136946 | LS30K-22.00E40 | AEG Contactors | LS 30K-22.00-40 24-28V 50/60Hz DC | Look comments | AF80-22-00-11
136949 | LS22K.22A88 | AEG Contactors | LS 22K.22 110V 50HZ 22KW/400V | Look comments | AF52-30-00-13
136950 | LS30K.22A88 | AEG Contactors | LS 30K.22-88 110V 50Hz / 120V 60Hz | Look comments | AF65-30-00-13
136951 | LS37K.22A88 | AEG Contactors | 910-304-375-88 LS37K.22 110V50 120V60 | Look comments | AF80-30-00-13
136952 | LS15K.00A85 | AEG Contactors | 910-304-282-85 LS15K.00 24V50 | Look comments | AF30-30-00-11
136953 |  | AEG Contactors | 910-393-130-50 | Look comments | Look comments | No Coil Spare part available
136964 | CL03A400G4 | AEG Contactors | 910-304-260-5C LS11K-4.00 120V50-60 | Look comments | AF26-40-00-13
136968 | LS18K-4.00A55 | AEG Contactors | 910-304-310-55 LS18K-4.00 24V50-60 | Look comments | AF52-40-00-11
136996 | CK95GE411J | AEG Contactors | 910-304-495-43 LS160K-4.11 110-127V50-60 | Look comments | AF305-40-11-13
136999 | CK12GE411J | AEG Contactors | 910-304-525-43 LS-375K-4 | Look comments | EK1000-40-11
137094 | CL04D400MWJ | CL Series | CL04D400MWJ CONT. 110V BOMBARDIER | Look comments | AF38ZB-40-00-22
137095 | CL00D310RWI | CL Series | SERIES CL-Contactor | Look comments | AF09ZB-30-10RT-22
137102 | RL4GD031TWJ | CL Series - RELAY | SH5.31 110V DC +/-30% | Look comments | NF31E-13 | Use NFZ31E-23 1SBH136001R2331 for low inrush current
137102 | RL4GD031TWJ | CL Series - RELAY | SH5.31 110V DC +/-30% | Look comments | NFZ31E-23
137115 | CL01D301TWJ-L | CL Series | CL01D301TWJ-L 12AAC3 Lift WO Rectifier | Look comments | Look comments | Low Noise contactor. Contact global product manager
137116 | CL02D301TWJ-L | CL Series | CL02D301TWJ-L 18AAC3 Lift WO Rectifier | Look comments | Look comments | Low Noise contactor. Contact global product manager
137556 | MG0004QAT0 | CL Series | MG0004QAT0 D.O.L.STARTER (EMPTY BOX) | Look comments | Look comments | Starter enclosure. Move tor DRAS
137557 | MG0004RAT0 | CL Series | MG0004RAT0 D.O.L.STARTER (EMPTY BOX) | Look comments | AF45-40-00
137592 | 910-343-102-000 | AEG OL Relay | THERMAL O/L TYPE b 05. 0,17 - 0,26A | Look comments | T16-0.23
137594 | 910343000000 | AEG OL Relay | THERMAL O/L TYPE b 05. 0.26-0.43A | Look comments | T16-0.31
138176 | SFK0FMP | SFK | SFK0FMP Disyuntor protección magn 1-1,6A | Look comments | Look comments | Multipack
138177 | SFK0GMP | SFK | SFK0GMP Disyuntor protec magn 1,6-2,5A | Look comments | Look comments | Multipack
138178 | SFK0HMP | SFK | SFK0HMP Disyuntor protección magn 2,5-4A | Look comments | MS116-4.0
138179 | SFK0IMP | SFK | SFK0IMP Disyuntor protección magn 4-6,3A | Look comments | MS116-6.3
138180 | SFK0JMP | SFK | SFK0JMP Disyuntor protec magn 6,3-10A | Look comments | MS116-10
138181 | SFK0KMP | SFK | SFK0KMP Disyuntor protección magn 10-16A | Look comments | Look comments | Multipack
138183 | SFK0LMP | SFK | SFK0LMP Disyuntor protección magn 16-20A | Look comments | Look comments | Multipack
138792 | V31200WB | CL Series | 1610.5368 JC CWM 9 | Look comments | Look comments | Contact kits spare part
138793 | V31201WB | CL Series | 1610.5376 JC CWM 12 | Look comments | Look comments | Contact kits spare part
138794 | V31202WB | CL Series | 1610.5381 JC CWM 18 | Look comments | Look comments | Contact kits spare part
138795 | V31225WB | CL Series | 1610.5392 JC CWM 25 | Look comments | Look comments | Contact kits spare part
139138 | RT12D | RT Series | THERMAL OVERLOAD RELAY | Look comments | Look comments | TOL check application and move to EOL
139139 | RT12F | RT Series | Thermal overload relay | Look comments | Look comments | TOL check application and move to EOL
139140 | RT12G | RT Series | THERMAL OVERLOAD RELAY | Look comments | Look comments | TOL check application and move to EOL
139141 | RT12H | RT Series | PRODUCT OVERLAY 1.3-1.9A RT OVERLOAD | Look comments | Look comments | TOL check application and move to EOL
139142 | RT12J | RT Series | THERMAL OVERLOAD RELAY | Look comments | Look comments | TOL check application and move to EOL
139144 | CNXA11-BCLL11 | CL Series | CNXA11-BCLL11 | Look comments | CAL4-11
139197 | RT1LMP | RT Series | RT1L R.TER. 4 6,3 | Look comments | TF42-5.7
139198 | RT1PMP | RT Series | RT1PMP 10-16A multipack | Look comments | TF42-13
139199 | RT1UMP | RT Series | RT1U R.TER. 21 26 | Look comments | TF42-24
139219 | RT1MMP | RT Series | Thermal overload relay | Look comments | TF42-7.6
139220 | RT1NMP | RT Series | Thermal overload relay | Look comments | TF42-10
139221 | RT1TMP | RT Series | Thermal overload relay | Look comments | TF42-20
139222 | RT1WMP | RT Series | IEC O/L RLY CLS 10 MAN/AUT 30-40 | Look comments | TF42-35
139225 | RT1SMP | RT Series | IEC O/L RLY CLS 10 MAN/AUT 14.5-18 | Look comments | TF42-16
139541 | APAGACHISPASCK08WA | CK Series | CAMARA DE EXTINÇAO P/CK08CA (CWM 185) | Look comments | AF45-40-00
139599 | RTXBSG | RT Series | rtxbsg | Look comments | Look comments | TOL check application and move to EOL
139600 | RT1GB | AEG OL Relay | RELE TERM RT1 016-026 AEG | Look comments | TF42-0.17
139601 | RT1GC | AEG OL Relay | RELE TERM RT1 025-041 AEG | Look comments | TF42-0.31
139602 | RT1GD | AEG OL Relay | RELE TERM RT1 040-065 AEG | Look comments | TF42-0.55
139603 | RT1GF | AEG OL Relay | RELE TERM RT1 065-1,1 AEG | Look comments | TF42-0.74
139604 | RT1GG | AEG OL Relay | RELE TERM RT1 1-1,5 AEG | Look comments | TF42-1.0
139605 | RT1GH | AEG OL Relay | RELE TERM RT1 1,3-1,9 AEG | Look comments | TF42-1.7
139606 | RT1GJ | AEG OL Relay | RELE TERM RT1 1,8-2,7 AEG | Look comments | TF42-2.3
139607 | RT1GK | AEG OL Relay | RELE TERM RT1 2,5-4,1 AEG | Look comments | TF42-3.1
139608 | RT1GL | AEG OL Relay | RELE TERM RT1 4-6,3 AEG | Look comments | TF42-5.7
139609 | RT1GM | AEG OL Relay | RELE TERM RT1 5,5-8,5 AEG | Look comments | TF42-7.6
139610 | RT1GN | AEG OL Relay | RELE TERM RT1 8-12 AEG | Look comments | TF42-10
139611 | RT1GP | AEG OL Relay | RELE TERM RT1 10-16 AEG | Look comments | TF42-13
139612 | RT1GS | AEG OL Relay | RELE TERM RT1 14,5-18 AEG | Look comments | TF42-16
139613 | 910343000000 | AEG OL Relay | RELE TERM RT1 17,5-22 AEG | Look comments | TF42-20
139614 | 910343215000 | AEG OL Relay | RELE TERM RT1 21-26 AEG | Look comments | TF42-24
139615 | 910343216000 | AEG OL Relay | RELE TERM RT1 25-32 AEG | Look comments | TF42-29
139616 | RT1GW | AEG OL Relay | RELE TERM RT1 30-40 AEG | Look comments | TF42-35
139617 | RT2GA | AEG OL Relay | RELE TER 11,5-15A AEG | Look comments | Look comments | TOL check application and move to EOL
139618 | RT2GB | AEG OL Relay | RELE TER RT2 14,5-19A AEG | Look comments | Look comments | TOL check application and move to EOL
139619 | RT2GC | AEG OL Relay | RELE TER RT2 18,5-25A AEG | Look comments | TF65-28
139620 | RT2GD | AEG OL Relay | RELE TERM RT2 24-32A AEG | Look comments | TF65-33
139621 | 910343000000 | AEG OL Relay | RELE TERM RT2 30-43A AEG | Look comments | TF65-40
139622 | 910343256000 | AEG OL Relay | RELE TERM RT2 42-55A AEG | Look comments | TF65-53
139623 | 910343000000 | AEG OL Relay | RELE TERM RT2 54-65A AEG | Look comments | TF65-60
139624 | RT2GJ | AEG OL Relay | RELE TERM RT2 64-82A AEG | Look comments | TF96-78
139625 | RT2GL | AEG OL Relay | RELE TERM RT2 78-97A AEG | Look comments | TF96-87
139626 | RT2GM | AEG OL Relay | RELE TER RT2 90-110A AEG | Look comments | TF140DU-110
139627 | RT3GB | AEG OL Relay | B90K | Look comments | TF140DU-90
139628 | RT3GC | AEG OL Relay | B90K | Look comments | TF140DU-90
139629 | RT3GD | AEG OL Relay | B90K | Look comments | TF140DU-110
139630 | RT3GE | AEG OL Relay | B90K | Look comments | TF140DU-135
139631 | RT3GF | AEG OL Relay | THERMAL O/L RELAY b90K 140-190A AEG | Look comments | TA200DU-175
139632 | RT4GN | AEG OL Relay | B160K | Look comments | TA200DU-175
139633 | RT4GP | AEG OL Relay | B160K | Look comments | TA200DU-200
139634 | RT4GR | AEG OL Relay | B160K | Look comments | Customized Solution: TF42-4.2 + CT4L310R/4 + DB42
139635 | RT4LGA | AEG OL Relay | RELAY 2,5-4A | Look comments | EF19-6.3 + DB19EF
139636 | RT4LGB | AEG OL Relay | THERMAL OVERLOAD RELAY | Look comments | EF19-6.3 + DB19EF
139637 | RT4LGC | AEG OL Relay | OVERLAOD RELAY 5,5-8,5 | Look comments | EF19-18.9 + DB19EF
139638 | RT4LGD | AEG OL Relay | RELAY 910-343-308-00 | Look comments | EF19-18.9 + DB19EF
139639 | RT4LGE | AEG OL Relay | OVERLOAD RELAY | Look comments | EF19-18.9 + DB19EF
139640 | RT4LGF | AEG OL Relay | OVERLOAD RELAY 12,5-20A | Look comments | EF19-18.9 + DB19EF
139641 | RT4LGG | AEG OL Relay | OVERLOAD RELAY | Look comments | EF45-30 + DB45EF
139642 | RT4LGH | AEG OL Relay | THERMAL O/L RELAY | Look comments | EF45-45 + DB45EF
139643 | RT4LGJ | AEG OL Relay | OVERLOAD RELAY 32-52A | Look comments | EF96-56 + DB96
139644 | RT4LGK | AEG OL Relay | RELAY 45-70A | Look comments | EF96-56 + DB96
139645 | RT4LGL | AEG OL Relay | RELAY 60-90A | Look comments | EF96-56 + DB96
139646 | RT4LGM | AEG OL Relay | THERMAL OVERLOAD RELAY | Look comments | Customized Solution: TF42-4.2 + CT4L185R/4 + DB42
139647 | RT4LGN | AEG OL Relay | RELAY 910-343-317-00 | Look comments | EF370-380
139648 | RT4LGP | AEG OL Relay | THERMAL ORVERLOAD RELAY | Look comments | EF370-380
139649 | RT4LGR | AEG OL Relay | THERMAL OVERLOAD RELAY | Look comments | EF370-380
139650 | RT5GA | AEG OL Relay | B375K | Look comments | Customized Solution: TF42-3.1 + CT4L185R/4 + DB42
139651 | RT5GB | AEG OL Relay | B375K | Look comments | EF460
139652 | RT5GC | AEG OL Relay | B375K | Look comments | EF460
139653 | RT5GD | AEG OL Relay | B375K | Look comments | EF460
139654 | RT5GE | AEG OL Relay | B375K | Look comments | Customized Solution: TF42-4.2 + CT5L500R/4 + DB42
139655 | 910343321000 | AEG OL Relay | BW 375K120..190A | Look comments | Customized Solution: TF42-3.1 + CT4L185R/4 + DB42
139656 | RT5LGB | AEG OL Relay | RELAY 175-280A | Look comments | Look comments | TOL check application and move to EOL
139657 | RT5LGC | AEG OL Relay | THERM OVERLOAD RELAY | Look comments | Look comments | TOL check application and move to EOL
139658 | RT5LGD | AEG OL Relay | THERMAL OVVEROLAD RELAY | Look comments | Look comments | TOL check application and move to EOL
139659 | RT5LGE | AEG OL Relay | OVERLOAD RELAY | Look comments | Look comments | TOL check application and move to EOL
139660 | RT6GA | AEG OL Relay | THERMAL O/L RELAY | Look comments | EF750-800
139661 | RT6LGA | AEG OL Relay | THERMAL O/L RELAY | Look comments | Look comments
139662 | 910393150000 | AEG OL Relay | VST18K | Look comments | DB42
139663 | 910393000000 | AEG OL Relay | VST55K | Look comments | DB65
139664 | RTXG3 | AEG OL Relay | EABK | Look comments | Look comments | TOL check application and move to EOL
139667 | KVP85GG | AEG Contactors | 910-393-160-00 JUEGO ACC.KG08-09 | Look comments | Look comments
139668 | KVP10GG | CK Series | 910-393-161-00 PUENT.CONT-TER.CK10-12 | Look comments | AF45-40-00
139669 | KVP12GG | CK Series | 910-393-162-00 PUENTE CONT-TER. CK12 | Look comments | AF45-40-00
139671 | RT3PXX3PG | AEG OL Relay | FINGER PROOF COVER FOR b90K | Look comments | Look comments | No Need
139672 | KLA90K | AEG OL Relay | TERMINAL COVER FOR LS75K, LS90K | Look comments | Look comments | No Need
140007 | CL01D301TN-A | CL Series | DC CONTACTOR 3P1NC 5,5KW 220V | Look comments | AF12-30-01-13 | Use AF12Z-30-01-23 1SBL156001R2301 when required low inrush current
140007 | CL01D301TN-A | CL Series | DC CONTACTOR 3P1NC 5,5KW 220V | Look comments | AF12Z-30-01-23
140569 | RL4RD022WN | CL Series - RELAY | RELEAY 220 V DC | Look comments | NF22E-13 | Use NFZ22E-23 1SBH136001R2322 for low inrush current
140569 | RL4RD022WN | CL Series - RELAY | RELEAY 220 V DC | Look comments | NFZ22E-23
140570 | CL01D310WF | CL Series | CONTACTOR 48VDC | Look comments | AF12-30-10-11 | Use AF12Z-30-10-21 1SBL156001R2110 when required low inrush current
140570 | CL01D310WF | CL Series | CONTACTOR 48VDC | Look comments | AF12Z-30-10-21
140571 | CL25D300WG | CL Series | DC CONTACTOR 48V | Look comments | AF26-30-00-11 | Use AF26Z-30-00-21 1SBL236001R2100 when required low inrush current
140571 | CL25D300WG | CL Series | DC CONTACTOR 48V | Look comments | AF26Z-30-00-21
140758 | KM5EDW | CL Series | MODULO ELETRÔNICO CWME205-309 24/28V | Look comments | AF45-40-00
140793 | RL4RA040WJ | CL Series - RELAY | AUX.RELAY 120/127V | Look comments | AF45-40-00
143006 | LS4K.10A88 | AEG Contactors | CONTACTOR TYPE LS4K.10 | Look comments | AF09-30-10-13
143011 | LS4K.10A00 | AEG Contactors | CONTACTOR LS 4K.10 | Look comments | AF09-30-10-13 | Use AF09-30-10-14 1SBL137001R1410 for 277V 60Hz control voltage
143011 | LS4K.10A00 | AEG Contactors | CONTACTOR LS 4K.10 | Look comments | AF09-30-10-14
143012 | LS4K.10A81 | AEG Contactors | CONTACTOR TYPE LS4K.10 | Look comments | AF96-30-00-13
143020 | LS4K.10A55 | AEG Contactors | CONTACTOR LS 4K.10 | Look comments | AF09-30-10-11
143021 | LS4K.10A54 | AEG Contactors | CONTACTOR TYPE LS4K.10 | Look comments | AF09-30-10-11
143022 | LS4K.10A56 | AEG Contactors | CONTACTOR YTPE LS4K.10 | Look comments | AF09-30-10-13
143025 | LS4K.10A50 | AEG Contactors | CONTACTOR LS 4K.10 | Look comments | AF09-30-10-13
143026 | LS4K.10A51 | AEG Contactors | LS4K.10 | Look comments | AF09-30-10-13
143030 | LS4K.10A59 | AEG Contactors | LS4K-10 | Look comments | AF09-30-10-14
143039 | LS4K.01A00 | AEG Contactors | CONTACTOR LS 4K.01 | Look comments | AF09-30-01-13 | Use AF09-30-01-14 1SBL137001R1401 for 277V 60Hz control voltage
143039 | LS4K.01A00 | AEG Contactors | CONTACTOR LS 4K.01 | Look comments | AF09-30-01-14
143048 | LS4K.01A55 | AEG Contactors | CONT LS4K.01 24V-50/60HZ | Look comments | AF09-30-01-11
143050 | LS4K.01A56 | AEG Contactors | CONTACTOR TYPE LS4K.01 | Look comments | AF09-30-01-13
143053 | LS4K.01A50 | AEG Contactors | CONTACTOR LS 4K.01 | Look comments | AF09-30-01-13
143090 | LS5K.10A88 | AEG Contactors | CONTACTOR LS5K.10 | Look comments | AF12-30-10-13
143095 | LS5K.10A00 | AEG Contactors | CONTACTOR LS 5K,10 | Look comments | AF12-30-10-13 | Use AF12-30-10-14 1SBL157001R1410 for 277V 60Hz control voltage
143095 | LS5K.10A00 | AEG Contactors | CONTACTOR LS 5K,10 | Look comments | AF12-30-10-14
143096 | LS5K.10A81 | AEG Contactors | CONTACTOR LS 5K.10 | Look comments | AF12-30-10-13
143104 | LS5K.10A55 | AEG Contactors | CONTACTOR LS 5K.10 | Look comments | AF12-30-10-11
143106 | LS5K.10A56 | AEG Contactors | LS5K.10A56 (110-115V, 50/60Hz) | Look comments | AF12-30-10-13
143109 | LS5K.10A50 | AEG Contactors | CONTACTOR LS 5K.10 | Look comments | AF12-30-10-13
143112 | LS5K.10A86 | AEG Contactors | LS5K.10 115 V 60 HZ | Look comments | AF12-30-10-13
143123 | LS5K.01A00 | AEG Contactors | CONTACTOR LS 5K.01 | Look comments | AF12-30-01-13 | Use AF12-30-01-14 1SBL157001R1401 for 277V 60Hz control voltage
143123 | LS5K.01A00 | AEG Contactors | CONTACTOR LS 5K.01 | Look comments | AF12-30-01-14
143132 | CL01A301G1 | AEG Contactors | CONTACTOR TYPE LS5K.01 | Look comments | AF12-30-01-11
143134 | LS5K.01A56 | AEG Contactors | CONTACTOR TYPE LS5K.01 | Look comments | AF12-30-10-13
143137 | LS5K.01A50 | AEG Contactors | C0NTACTOR LS 5K.01 | Look comments | AF12-30-01-13
143173 | LS5K-4.00A87 | AEG Contactors | CONTACTOR TYPE LS5K-4.00 | Look comments | AF09-40-00-13
143179 | LS5K-4.00A00 | AEG Contactors | CONTACTOR LS 5K-4.00 | Look comments | AF09-40-00-13 | Use AF09-40-00-14 1SBL137201R1400 for 277V 60Hz control voltage
143179 | LS5K-4.00A00 | AEG Contactors | CONTACTOR LS 5K-4.00 | Look comments | AF09-40-00-14
143180 | CL01A400GR | AEG Contactors | C0NTACTOR LS 5K-4.00 | Look comments | AF09-40-00-14
143188 | LS5K-4.00A55 | AEG Contactors | CONTACTOR TYPE LS5K-4.00 | Look comments | AF09-40-00-11
143193 | LS5K-4.00A50 | AEG Contactors | CONTACTOR LS 5K-4.00 | Look comments | AF09-40-00-13 | Use AF09-40-00-14 1SBL137201R1400 for 277V 60Hz control voltage
143193 | LS5K-4.00A50 | AEG Contactors | CONTACTOR LS 5K-4.00 | Look comments | AF09-40-00-14
143207 | LS5K-22.00A00 | AEG Contactors | CONTACTOR LS 5K-22.00 | Look comments | AF09-22-00-13 | Use AF09-22-00-14 1SBL137501R1400 for 277V 60Hz control voltage
143207 | LS5K-22.00A00 | AEG Contactors | CONTACTOR LS 5K-22.00 | Look comments | AF09-22-00-14
143230 | LS7K.10A88 | AEG Contactors | CONTACTOR LS7K.10 | Look comments | AF16-30-10-13
143235 | LS7K.10A00 | AEG Contactors | CONT 18AMP 3P 220/230-50HZ | Look comments | AF16-30-10-13 | Use AF16-30-10-14 1SBL177001R1410 for 277V 60Hz control voltage
143235 | LS7K.10A00 | AEG Contactors | CONT 18AMP 3P 220/230-50HZ | Look comments | AF16-30-10-14
143236 | LS7K.10A81 | AEG Contactors | CONT 18AMP 3P 220/230V-50HZ | Look comments | AF16-30-10-13
143239 | LS7K.10A83 | AEG Contactors | CONTACTOR TYPE LS7K.10 | Look comments | AF16-30-10-14
143242 | LS7K.10A82 | AEG Contactors | CONTACTOR TYPE LS7K.10 | Look comments | AF16-30-10-14
143244 | LS7K.10A55 | AEG Contactors | CONT 18AMP 3P 1NO 24V-50/60HZ | Look comments | AF16-30-10-11
143246 | LS7K.10A56 | AEG Contactors | CONT 18AMP 3P 1NO 110/115V-50/60HZ | Look comments | AF16-30-10-13
143249 | LS7K.10A50 | AEG Contactors | CONTACTOR LS 7K.10 | Look comments | AF16-30-10-13
143250 | LS7K.10A51 | AEG Contactors | CONTACTOR LS7K.10 240V | Look comments | AF16-30-10-13
143254 | LS7K.10A59 | AEG Contactors | LS7K.10 400V 50/60HZ | Look comments | AF16-30-10-14
143263 | CL02A301GN | AEG Contactors | CONT 18AMP 3P 1NC 220/230V-50HZ | Look comments | AF16-30-01-13 | Use AF16-30-01-14 1SBL177001R1401 for 277V 60Hz control voltage
143263 | CL02A301GN | AEG Contactors | CONT 18AMP 3P 1NC 220/230V-50HZ | Look comments | AF16-30-01-14
143272 | LS7K.01A55 | AEG Contactors | CONT 18AMP 3P 1NC 24V-50/60HZ | Look comments | AF16-30-01-11
143277 | LS7K.01A50 | AEG Contactors | CONTACTOR LS 7K.01 | Look comments | AF16-30-01-13
143319 | LS7K-4.00A00 | AEG Contactors | CONTACTOR LS 7K-4.00 | Look comments | AF16-40-00-13 | Use AF16-40-00-14 1SBL177201R1400 for 277V 60Hz control voltage
143319 | LS7K-4.00A00 | AEG Contactors | CONTACTOR LS 7K-4.00 | Look comments | AF16-40-00-14
143328 | LS7K-4.00A55 | AEG Contactors | CONTACTOR LS7K-4.00 24V | Look comments | AF16-40-00-11
143331 | CL02A400G4 | AEG Contactors | CONTACTOR LS7K-4.00 120V 50/60HZ | Look comments | AF16-40-00-13
143333 | LS7K-4.00A50 | AEG Contactors | CONTACTOR LS 7K-4.00 | Look comments | AF16-40-00-13
143347 | LS7K-22.00A00 | AEG Contactors | CONTACTOR LS 7K-22.00 | Look comments | AF16-22-00-13 | Use AF16-22-00-14 1SBL177501R1400 for 277V 60Hz control voltage
143347 | LS7K-22.00A00 | AEG Contactors | CONTACTOR LS 7K-22.00 | Look comments | AF16-22-00-14
143361 | LS7K-22.00A50 | AEG Contactors | CONTATTORE 230 50/60 | Look comments | AF16-22-00-13
143375 | SH5.40A00 | AEG Contactors | RELAY SH5.40 230V 50HZ | Look comments | NF40E-14
143403 | SH5.31A00 | AEG Contactors | CONT 3NO/1NC AUX 230V-50HZ | Look comments | NF31E-14
143431 | SH5.22A00 | AEG Contactors | HILFSSCHUETZE SH5.22 230V50HZ | Look comments | NF22E-14
143445 | SH5.22A50 | AEG Contactors | AUX RELAY SH5.22 | Look comments | NF22E-13
143507 | LS11K.00A84 | AEG Contactors | LS11K.00 42V/50HZ | Look comments | AF26-30-00-11
143510 | LS11K.00A88 | AEG Contactors | LS 11K.00 110V 50HZ 11KW/400V | Look comments | AF26-30-00-13
143515 | LS11K.00A00 | AEG Contactors | CONT 25AMP 3P 220/230V-50HZ | Look comments | AF26-30-00-13
143519 | LS11K.00A83 | AEG Contactors | LS11K.00 380V/50HZ | Look comments | AF26-30-00-14
143524 | LS11K.00A55 | AEG Contactors | CONT 25AMP 3P 24V -50/60HZ | Look comments | AF26-30-00-11
143526 | LS11K.00A56 | AEG Contactors | CONT 25AMP 3P 110/115V-50/60HZ | Look comments | AF26-30-00-13
143527 | LS11K.00A57 | AEG Contactors | CONTACTOR TYPE LS11K.00 | Look comments | AF26-30-00-11
143529 | LS11K.00A50 | AEG Contactors | CONTACTOR LS 11K.00 | Look comments | AF26-30-00-13
143532 | LS11K.00A59 | AEG Contactors | LS11K.00 | Look comments | AF26-30-00-14
143589 | LS11K.00D00 | AEG Contactors | CONT 11KW 3P. 24V DC | Look comments | AF26-30-00-11 | Use AF26Z-30-00-21 1SBL236001R2100 for low inrush current
143589 | LS11K.00D00 | AEG Contactors | CONT 11KW 3P. 24V DC | Look comments | AF26Z-30-00-21
143597 | LS11K.00D19 | AEG Contactors | LS 11K.00 220 DC | Look comments | AF26-30-00-13 | Use AF26Z-30-00-23 1SBL236001R2300 for low inrush current
143597 | LS11K.00D19 | AEG Contactors | LS 11K.00 220 DC | Look comments | AF26Z-30-00-23
143631 | LS4K.10D00 | AEG Contactors | CONTACTOR LS 4K.10 | Look comments | AF09-30-10-11 | Use AF09Z-30-10-21 1SBL136001R2110 for low inrush current
143631 | LS4K.10D00 | AEG Contactors | CONTACTOR LS 4K.10 | Look comments | AF09Z-30-10-21
143645 | LS4K.01D00 | AEG Contactors | CONTACTOR LS4K.01 (24V DC) | Look comments | AF09-30-01-11 | Use AF09Z-30-01-21 1SBL136001R2101 for low inrush current
143645 | LS4K.01D00 | AEG Contactors | CONTACTOR LS4K.01 (24V DC) | Look comments | AF09Z-30-01-21
143659 | LS5K.10D00 | AEG Contactors | CONT 12AMP. 3P 1NO 24V DC | Look comments | AF12-30-10-11 | Use AF12Z-30-10-21 1SBL156001R2110 for low inrush current
143659 | LS5K.10D00 | AEG Contactors | CONT 12AMP. 3P 1NO 24V DC | Look comments | AF12Z-30-10-21
143662 | LS5K.10D16 | AEG Contactors | CONTACTOR TYPE LS5K.10 | Look comments | AF12-30-10-12 | Use AF12Z-30-10-22 1SBL156001R2210 for low inrush current
143662 | LS5K.10D16 | AEG Contactors | CONTACTOR TYPE LS5K.10 | Look comments | AF12Z-30-10-22
143667 | LS5K.10D19 | AEG Contactors | LS 5K.10 220 DC | Look comments | AF12-30-10-13 | Use AF12Z-30-10-23 1SBL156001R2310 for low inrush current
143667 | LS5K.10D19 | AEG Contactors | LS 5K.10 220 DC | Look comments | AF12Z-30-10-23
143673 | LS5K.01D00 | AEG Contactors | CONT LS 5K.01 24V DC | Look comments | AF12-30-01-11 | Use AF12Z-30-01-21 1SBL156001R2101 for low inrush current
143673 | LS5K.01D00 | AEG Contactors | CONT LS 5K.01 24V DC | Look comments | AF12Z-30-01-21
143687 | LS5K-4.00D00 | AEG Contactors | CONTACTOR LS 5K-4.00 | Look comments | AF09-40-00-11 | Use AF09Z-40-00-21 1SBL136201R2100 for low inrush current
143687 | LS5K-4.00D00 | AEG Contactors | CONTACTOR LS 5K-4.00 | Look comments | AF09Z-40-00-21
143695 | LS5K-4.00D19 | AEG Contactors | CONTACTOR LS5K-4.00 (220V DC) | Look comments | AF09-40-00-13 | Use AF09Z-40-00-23 1SBL136201R2300 for low inrush current
143695 | LS5K-4.00D19 | AEG Contactors | CONTACTOR LS5K-4.00 (220V DC) | Look comments | AF09Z-40-00-23
143701 | LS5K-22.00D00 | AEG Contactors | CONTACTOR LS 5K-22.00 | Look comments | AF09-22-00-11 | Use AF09Z-22-00-21 1SBL136501R2100 for low inrush current
143701 | LS5K-22.00D00 | AEG Contactors | CONTACTOR LS 5K-22.00 | Look comments | AF09Z-22-00-21
143715 | LS7K.10D00 | AEG Contactors | CONT 18AMP 3P 1NO 24V DC | Look comments | AF16-30-10-11 | Use AF16Z-30-10-21 1SBL176001R2110 for low inrush current
143715 | LS7K.10D00 | AEG Contactors | CONT 18AMP 3P 1NO 24V DC | Look comments | AF16Z-30-10-21
143723 | LS7K.10D19 | AEG Contactors | LS 7K.10 220 DC | Look comments | AF16-30-10-13 | Use AF16Z-30-10-23 1SBL176001R2310 for low inrush current
143723 | LS7K.10D19 | AEG Contactors | LS 7K.10 220 DC | Look comments | AF16Z-30-10-23
143729 | LS7K.01D00 | AEG Contactors | CONTACTOR LS 7K.01 | Look comments | AF16-30-01-11 | Use AF16Z-30-01-21 1SBL176001R2101 for low inrush current
143729 | LS7K.01D00 | AEG Contactors | CONTACTOR LS 7K.01 | Look comments | AF16Z-30-01-21
143743 | LS7K-4.00D00 | AEG Contactors | CONTACTOR LS 7K-4.00 | Look comments | AF16-40-00-11 | Use AF16Z-40-00-21 1SBL176201R2100 for low inrush current
143743 | LS7K-4.00D00 | AEG Contactors | CONTACTOR LS 7K-4.00 | Look comments | AF16Z-40-00-21
143757 | LS7K-22.00D00 | AEG Contactors | CONTACTOR LS 7K-22.00 | Look comments | AF16-22-00-11 | Use AF16Z-22-00-21 1SBL176501R2100 for low inrush current
143757 | LS7K-22.00D00 | AEG Contactors | CONTACTOR LS 7K-22.00 | Look comments | AF16Z-22-00-21
143771 | SH5.40D00 | AEG Contactors | AUX. RELAY TYPE SH5.40 | Look comments | NF40E-11 | Use NFZ40E-21 1SBH136001R2140 for low inrush current
143771 | SH5.40D00 | AEG Contactors | AUX. RELAY TYPE SH5.40 | Look comments | NFZ40E-21
143785 | SH5.31D00 | AEG Contactors | CONT 3NO/1NC AUX 24V DC | Look comments | NF31E-11 | Use NFZ31E-21 1SBH136001R2131 for low inrush current
143785 | SH5.31D00 | AEG Contactors | CONT 3NO/1NC AUX 24V DC | Look comments | NFZ31E-21
143799 | SH5.22D00 | AEG Contactors | CONT 2NO/2NC AUX 24V DC | Look comments | NF22E-11 | Use NFZ22E-21 1SBH136001R2122 for low inrush current
143799 | SH5.22D00 | AEG Contactors | CONT 2NO/2NC AUX 24V DC | Look comments | NFZ22E-21
143802 | SH5.22D16 | AEG Contactors | AUX. RELAY SH5.22 | Look comments | NF22E-12 | Use NFZ22E-22 1SBH136001R2222 for low inrush current
143802 | SH5.22D16 | AEG Contactors | AUX. RELAY SH5.22 | Look comments | NFZ22E-22
143841 | C650-85 | AEG Contactors | COIL 24V-50HZ FOR LS4K-LS11K | Look comments | Look comments | No Coil Spare part available
143843 | C650-84 | AEG Contactors | AC COIL 42V50HZ 48V60HZ | Look comments | Look comments | No Coil Spare part available
143846 | C650-88 | AEG Contactors | AC COIL 110V50HZ 120V60HZ | Look comments | Look comments | No Coil Spare part available
143851 | C650-00 | AEG Contactors | AC COIL 220-230V50HZ 277V | Look comments | Look comments | No Coil Spare part available
143860 | C650-55 | AEG Contactors | AC COIL 24V 50/60HZ | Look comments | Look comments | No Coil Spare part available
143869 | C660-00 | AEG Contactors | DC COIL 24V = LB1DD | Look comments | Look comments | No Coil Spare part available
143885 | C650-59 | AEG Contactors | AC COIL 400V 50/60HZ | Look comments | Look comments | No Coil Spare part available
143887 | C650-57 | AEG Contactors | AC COIL 48V 50/60HZ | Look comments | Look comments | No Coil Spare part available
200004 | LG0006P1B0 | CL Series | LG0006P1B0 D.O.L.STARTER (EMPTY BOX) | Look comments | FR16AF-12
200042 | KIT | CL Series | KIT CL25D300TWJD-R + OFF30 + BCLF10G | Look comments | AF26Z-30-00-22
200109 | CL02DB00TWG | CL Series | CL CONT 48VDC WR | Look comments | AF16-22-00-11 | Use AF16Z-22-00-21 1SBL176501R2100 when required low inrush current
200109 | CL02DB00TWG | CL Series | CL CONT 48VDC WR | Look comments | AF16Z-22-00-21
200110 | CL02DB00TWJ | CL Series | CL Contactor 18A AC-3 2NO+2NC 110V DC WVR | Look comments | AF16-22-00-12 | Use AF16Z-22-00-22 1SBL176501R2200 when required low inrush current
200110 | CL02DB00TWJ | CL Series | CL Contactor 18A AC-3 2NO+2NC 110V DC WVR | Look comments | AF16Z-22-00-22
200111 | CL02DB00TWN | CL Series | CL CONT 220VDC WR | Look comments | AF16-22-00-13 | Use AF16Z-22-00-23 1SBL176501R2300 when required low inrush current
200111 | CL02DB00TWN | CL Series | CL CONT 220VDC WR | Look comments | AF16Z-22-00-23
201413 | C.04256J | CL Series | BOB.C4256 K07 110V 50HZ | Look comments | AF45-40-00
201441 | 2011222050 | CK Series | BOB.CK12.A 200/260V50/60 | Look comments | AF45-40-00
201544 | CL03D301MWID-RAIL | CL Series | CONT 12KW 3P+nc cont coil 72DC VWRrail | Look comments | AF26ZB-30-00-22
201546 | CL03D310MWI-RAIL | CL Series | CONT 12KW 3P+no cont coil 72DC VWRrail | Look comments | AF26ZB-30-00-22
201547 | CL03D400MWI | CL Series | CONT 12kw 4P NO cont coil 72DC VWR | Look comments | AF26-40-00-12 | Use AF26Z-40-00-22 1SBL236201R2200 when required low inrush current
201547 | CL03D400MWI | CL Series | CONT 12kw 4P NO cont coil 72DC VWR | Look comments | AF26Z-40-00-22
201548 | CL03D400MWID-RAIL | CL Series | CONT 12KW 4P NO cont coil 72DC VWR rail | Look comments | AF26ZB-40-00-22
201549 | CL03DB00MWID-RAIL | CL Series | CONT 12KW 2NO+2NCP contcoil 72DC VWRrail | Look comments | AF26ZB-22-00-22
201550 | CL04D301MWI | CL Series | CONT 16KW 3P+nc cont coil 72DC VWR | Look comments | AF30-30-00-12 | Use AF30Z-30-00-22 1SBL276001R2200 when required low inrush current
201550 | CL04D301MWI | CL Series | CONT 16KW 3P+nc cont coil 72DC VWR | Look comments | AF30Z-30-00-22
201551 | CL04D301MWI-RAIL | CL Series | CONT 16KW 3P+nc contcoil 72DC VWR rail | Look comments | AF30ZB-30-00-22
201552 | CL04D310MWI-RAIL | CL Series | CONT 16KW 3P+no cont coil 72DC VWR rail | Look comments | AF30ZB-30-00-22
201553 | CL04D400MWI | CL Series | CL Contactor 60A AC-1 4P 72V DC WVR | Look comments | AF38-40-00-12 | Use AF38Z-40-00-22 1SBL296201R2200 when required low inrush current
201553 | CL04D400MWI | CL Series | CL Contactor 60A AC-1 4P 72V DC WVR | Look comments | AF38Z-40-00-22
201554 | CL04D400MWI-RAIL | CL Series | CONT 16KW 4P NO cont coil 72DC VWR rail | Look comments | AF38ZB-40-00-22
201555 | CL04DB00MWI-RAIL | CL Series | CONT 16KW 2NO+2NCP contcoil 72DC VWRrail | Look comments | AF38ZB-22-00-22
201556 | CL06D300MWI-RAIL | CL Series | CONT 22kw 3P cont coil 72DC VWR rail | Look comments | AF50-30-11
201557 | CL07D300MWI-RAIL | CL Series | CONT 30kw 4P NA cont coil 72DC VWR | Look comments | AF63-30-11
201558 | CL08D300MWI-RAIL | CL Series | CONT 37KW 3P cont coil 72DC VWR rail | Look comments | AF75-30-11
201559 | CL09D300MWI-RAIL | CL Series | CONT 45KW 3P cont coil 72DC VWR rail | Look comments | AF95B-30-11
201560 | CL10D300MWI-RAIL | CL Series | CONT 55KW 3P cont coil 72DC VWR rail | Look comments | AF116B-30-22-12
201561 | CL45D300MWI | CL Series | CONT 18,5KW 3P cont coil 72DC VWR | Look comments | AF38-30-00-13 | Use AF40-30-00-13 1SBL347001R1300 for AC-3 applications above 38A
201561 | CL45D300MWI | CL Series | CONT 18,5KW 3P cont coil 72DC VWR | Look comments | AF40-30-00-13
202080 | 2925010202 | CL Series | V3-1102B.A CONT.PRINC. | Look comments | AF45-40-00
202093 | 2925010311 | CL Series | V3-1111BA CONT.PRINC. | Look comments | AF45-40-00
202149 | APAGA CK12BE3G | CK Series | APAGACHISPAS CK12BE3 AEG | Look comments | AF45-40-00
202655 | CL02D301TWT | CL Series | CL CONT 18A 3P 1NC 250VDC WR | Look comments | AF16-30-01-13 | Use AF16Z-30-01-23 1SBL176001R2301 when required low inrush current
202655 | CL02D301TWT | CL Series | CL CONT 18A 3P 1NC 250VDC WR | Look comments | AF16Z-30-01-23
202656 | CL02D310TWT | CL Series | CL CONT 18A 3P 1NO 250VDC WR | Look comments | AF16-30-10-13 | Use AF16Z-30-10-23 1SBL176001R2310 when required low inrush current
202656 | CL02D310TWT | CL Series | CL CONT 18A 3P 1NO 250VDC WR | Look comments | AF16Z-30-10-23
202657 | CL02D301TWN | CL Series | CL CONT 18A 3P 1NC 220VDC WR | Look comments | AF16-30-01-13 | Use AF16Z-30-01-23 1SBL176001R2301 when required low inrush current
202657 | CL02D301TWN | CL Series | CL CONT 18A 3P 1NC 220VDC WR | Look comments | AF16Z-30-01-23
202658 | CL02D301TWK | CL Series | CL CONT 18A 3P 1NC 125VDC WR | Look comments | AF16-30-01-13 | Use AF16Z-30-01-23 1SBL176001R2301 when required low inrush current
202658 | CL02D301TWK | CL Series | CL CONT 18A 3P 1NC 125VDC WR | Look comments | AF16Z-30-01-23
202660 | CL02D310TWK | CL Series | CL CONT 18A 3P 1NO 125VDC WR | Look comments | AF16-30-10-13 | Use AF16Z-30-10-23 1SBL176001R2310 when required low inrush current
202660 | CL02D310TWK | CL Series | CL CONT 18A 3P 1NO 125VDC WR | Look comments | AF16Z-30-10-23
202661 | CL02DB00TWT | CL Series | CL CONT 18A 2NO 2NC 250VDC WR | Look comments | AF16-22-00-13 | Use AF16Z-22-00-23 1SBL176501R2300 when required low inrush current
202661 | CL02DB00TWT | CL Series | CL CONT 18A 2NO 2NC 250VDC WR | Look comments | AF16Z-22-00-23
202662 | CL02D400TWT | CL Series | CL CONT 18A 4P 250VDC WR | Look comments | AF16-40-00-13 | Use AF16Z-40-00-23 1SBL176201R2300 when required low inrush current
202662 | CL02D400TWT | CL Series | CL CONT 18A 4P 250VDC WR | Look comments | AF16Z-40-00-23
202663 | CL02DB00TWK | CL Series | CL CONT 18A 2NO 2NC 125VDC WR | Look comments | AF16-22-00-13 | Use AF16Z-22-00-23 1SBL176501R2300 when required low inrush current
202663 | CL02DB00TWK | CL Series | CL CONT 18A 2NO 2NC 125VDC WR | Look comments | AF16Z-22-00-23
202664 | CL02D400TWK | CL Series | CL CONT 18A 4P 125VDC WR | Look comments | AF16-40-00-13 | Use AF16Z-40-00-23 1SBL176201R2300 when required low inrush current
202664 | CL02D400TWK | CL Series | CL CONT 18A 4P 125VDC WR | Look comments | AF16Z-40-00-23
202665 | CL02DA00TD | CL Series | CL CONT. 32A AC1, 4NC 24V DC. | Look comments | Look comments | 4NC. Check with GPM
202666 | CL03D300TT | CL Series | CL Contactor 25A AC-3 3P 250V DC | Look comments | AF26-30-00-13 | Use AF26Z-30-00-23 1SBL236001R2300 when required low inrush current
202666 | CL03D300TT | CL Series | CL Contactor 25A AC-3 3P 250V DC | Look comments | AF26Z-30-00-23
202667 | CL03D300TK | CL Series | CL Contactor 25A AC-3 3P 120-125V DC | Look comments | AF26-30-00-13 | Use AF26Z-30-00-23 1SBL236001R2300 when required low inrush current
202667 | CL03D300TK | CL Series | CL Contactor 25A AC-3 3P 120-125V DC | Look comments | AF26Z-30-00-23
202669 | CL03A300TL | CL Series | CL CONT. 25A 3P COIL 208V60 | Look comments | AF26-30-00-13
202670 | CL03A300T1MP | CL Series | CL CONT. 25A 3P COIL 24V50/60 MP | Look comments | AF26-30-00-11
202671 | CL03D300TH | CL Series | CL Contactor 25A AC-3 3P 60V DC | Look comments | AF26-30-00-12 | Use AF26Z-30-00-22 1SBL236001R2200 when required low inrush current
202671 | CL03D300TH | CL Series | CL Contactor 25A AC-3 3P 60V DC | Look comments | AF26Z-30-00-22
202672 | CL03A300T6MP | CL Series | CL CONT. 25A 3P COIL 230V50/60 MP | Look comments | AF26-30-00-13
202678 | CL02A310T31 | CL Series | CL CONT 18A 3P 1NO 60V50/60 | Look comments | AF16-30-10-12
202679 | CL01D310TDMP | CL Series | CL CONTACTOR 3P 1NO 5,5KW 24V DC MP | Look comments | AF12-30-10-11 | Use AF12Z-30-10-21 1SBL156001R2110 when required low inrush current
202679 | CL01D310TDMP | CL Series | CL CONTACTOR 3P 1NO 5,5KW 24V DC MP | Look comments | AF12Z-30-10-21
202680 | CL02D310TDMP | CL Series | CL CONTACTOR 3P 1NO 7,5KW 24V DC MP | Look comments | AF16-30-10-11 | Use AF16Z-30-10-21 1SBL176001R2110 when required low inrush current
202680 | CL02D310TDMP | CL Series | CL CONTACTOR 3P 1NO 7,5KW 24V DC MP | Look comments | AF16Z-30-10-21
202681 | CL25D300TDMP | CL Series | CL CONTACTOR 3P 11KW 24V DC MP | Look comments | AF26-30-00-11 | Use AF26Z-30-00-21 1SBL236001R2100 when required low inrush current
202681 | CL25D300TDMP | CL Series | CL CONTACTOR 3P 11KW 24V DC MP | Look comments | AF26Z-30-00-21
202683 | RT12GMP | RT Series | OVERLOAD RELAY 1-1.5A CLASS 20 MP | Look comments | Look comments | TOL check application and move to EOL
202684 | RT12HMP | RT Series | OVERLOAD RELAY 1.3-1.9A CLASS 20 MP | Look comments | Look comments | TOL check application and move to EOL
202685 | RT12JMP | RT Series | OVERLOAD RELAY 1.8-2.7A CLASS 20 MP | Look comments | Look comments | TOL check application and move to EOL
202686 | RT12KMP | RT Series | OVERLOAD RELAY 2.5-4.1A CLASS 20 MP | Look comments | EF-19
202687 | RT12MMP | RT Series | OVERLOAD RELAY 5.5-8.5A CLASS 20 MP | Look comments | EF-18.9
202688 | RT12PMP | RT Series | OVERLOAD RELAY 10-16A CLASS 20 MP | Look comments | EF-18.9
202690 | RTPCAP | RT Series | PLASTIC CAP FOR AUX RT | Look comments | Look comments | Ask GPM… Active product with no sales in EPIS 2017 and 2018
202691 | CL25D300TWK | CL Series | CL CONT 3P 25A, COIL 125VDC WR | Look comments | AF26-30-00-13 | Use AF26Z-30-00-23 1SBL236001R2300 when required low inrush current
202691 | CL25D300TWK | CL Series | CL CONT 3P 25A, COIL 125VDC WR | Look comments | AF26Z-30-00-23
202692 | RT1VMP | RT Series | 25-32A THERMOMAGNETIC RELAY RT1 MP | Look comments | TF42-29
202693 | RTXPMP | RT Series | BASE FOR SEPARATE MOUNTING RT1 MP | Look comments | DB42
204591 | BTLF30DK | CL Series | 3TX4092-5A BL.TEMP. | Look comments | TEF4-ON
204696 | CL04DB00MWG | CL Series | CL04DB00MWG | Look comments | AF38-22-00-11 | Use AF38Z-22-00-21 1SBL296501R2100 when required low inrush current
204696 | CL04DB00MWG | CL Series | CL04DB00MWG | Look comments | AF38Z-22-00-21
204697 | CL04D400RWG | CL Series | CL04D400RWG | Look comments | AF38ZB-40-00RT-21
204698 | CL04DB00RWG | CL Series | CL04DB00RWG | Look comments | AF38ZB-22-00RT-21
204790 | C09120N | CL Series | C09120N GR.RECT. 200-240V50-60 | Look comments | Look comments | No Coil Spare part available
204792 | C09120U | CL Series | C09120U GR.RECT. 360-440V50-60 | Look comments | Look comments | No Coil Spare part available
204799 | C09476000G | AEG Contactors | 910-393-510-00 REC.PROTEC.BORNES | Look comments | Look comments | No Coil Spare part available
204800 | C09479 | CK Series | ACC.P.BOR. CK4-8/12 | Look comments | Look comments | No Coil Spare part available
204855 | CL02A400T7 | CL Series | 32A CONT 4P 240V50/60HZ | Look comments | AF16-40-00-13
204856 | CL02A400TL | CL Series | 32A CONT 4P 208V60HZ | Look comments | AF16-40-00-13
204857 | CL03AB00MW | CL Series | 45A CONT 2+2P 415V50HZ 460V60HZ | Look comments | AF26-22-00-14
204861 | BCLL11MP | CL Series | 1NO+1NC LATERAL AUX BLOCK MP 500PCS | Look comments | CAL4-11
204870 | CL45D300MDMP | CL Series | 40A CONT 24VDC MULTIPACK | Look comments | AF38-30-00-11 | Use AF40-30-00-11 1SBL347001R1100 for AC-3 applications above 38A
204870 | CL45D300MDMP | CL Series | 40A CONT 24VDC MULTIPACK | Look comments | AF40-30-00-11
204893 | CL02D400TWJ | CL Series | 32A AC1 4P CONT 110VDC WV | Look comments | AF16-40-00-12 | Use AF16Z-40-00-22 1SBL176201R2200 when required low inrush current
204893 | CL02D400TWJ | CL Series | 32A AC1 4P CONT 110VDC WV | Look comments | AF16Z-40-00-22
204894 | CL02D400TWK | CL Series | 32A AC1 4P CONT 125VDC WV | Look comments | AF16-40-00-13 | Use AF16Z-40-00-23 1SBL176201R2300 when required low inrush current
204894 | CL02D400TWK | CL Series | 32A AC1 4P CONT 125VDC WV | Look comments | AF16Z-40-00-23
204895 | CL01DB00TWN | CL Series | 25A AC1 2+2P CONT 220VDC WV | Look comments | AF09-22-00-13 | Use AF09Z-22-00-23 1SBL136501R2300 when required low inrush current
204895 | CL01DB00TWN | CL Series | 25A AC1 2+2P CONT 220VDC WV | Look comments | AF09Z-22-00-23
204896 | BSLV5U | CL Series | TRANSIENT SUPPRESSOR 250-500 VAC/DC | Look comments | Look comments | No Need
205003 | CL00D301TRJ-L | CL Series | DC CONTACTOR 3P1C4KW110VAC | Look comments | Look comments | Low Noise contactor. Contact global product manager
205004 | CL00D310TRJ-L | CL Series | DC CONTACTOR 3P1A4KW110VAC | Look comments | Look comments | Low Noise contactor. Contact global product manager
205005 | CL00D301TRG-L | CL Series | DC CONTACTOR 3P1C4KW48VAC | Look comments | Look comments | Low Noise contactor. Contact global product manager
205006 | CL00D310TRG-L | CL Series | DC CONTACTOR 3P1A4KW48VAC | Look comments | Look comments | Low Noise contactor. Contact global product manager
205007 | CL01D301TRJ-L | CL Series | DC CONTACTOR 3P1C5.5KW110VAC | Look comments | Look comments | Low Noise contactor. Contact global product manager
205008 | CL01D310TRJ-L | CL Series | DC CONTACTOR 3P1A5.5KW110VAC | Look comments | Look comments | Low Noise contactor. Contact global product manager
205009 | CL01D301TRG-L | CL Series | DC CONTACTOR 3P1C5.5KW48VAC | Look comments | Look comments | Low Noise contactor. Contact global product manager
205010 | CL01D310TRG-L | CL Series | DC CONTACTOR 3P1A5.5KW48VAC | Look comments | Look comments | Low Noise contactor. Contact global product manager
205011 | CL02D301TRJ-L | CL Series | DC CONTACTOR 3P1C7.5KW110VAC | Look comments | Look comments | Low Noise contactor. Contact global product manager
205012 | CL02D310TRJ-L | CL Series | DC CONTACTOR 3P1A7.5KW110VAC | Look comments | Look comments | Low Noise contactor. Contact global product manager
205013 | CL02D301TRG-L | CL Series | DC CONTACTOR 3P1C7.5KW48VAC | Look comments | Look comments | Low Noise contactor. Contact global product manager
205014 | CL02D310TRG-L | CL Series | DC CONTACTOR 3P1A7.5KW48VAC | Look comments | Look comments | Low Noise contactor. Contact global product manager
205015 | CL02DB00TRG-L | CL Series | DC CONT.2A2C7.5KW48VAC | Look comments | Look comments | Low Noise contactor. Contact global product manager
205016 | CL02DB00TRJ-L | CL Series | DC CONT.2A2C7.5KW110VAC | Look comments | Look comments | Low Noise contactor. Contact global product manager
205017 | CL03D301MRJ-L | CL Series | CL03D301MRJ-L 110V DC | Look comments | Look comments | Low Noise contactor. Contact global product manager
205018 | CL03D310MRJ-L | CL Series | CL03D310MRJ-L 110V DC | Look comments | Look comments | Low Noise contactor. Contact global product manager
205019 | CL03D301MRG-L | CL Series | CL03D301MRG-L 48V DC | Look comments | Look comments | Low Noise contactor. Contact global product manager
205020 | CL03D310MRG-L | CL Series | CL03D310MRG-L 48V DC | Look comments | Look comments | Low Noise contactor. Contact global product manager
205021 | CL03DB00MRG-L | CL Series | CL03DB00MRG-L 48V DC | Look comments | Look comments | Low Noise contactor. Contact global product manager
205022 | CL03DB00MRJ-L | CL Series | CL03DB00MRJ-L 110V DC | Look comments | Look comments | Low Noise contactor. Contact global product manager
205023 | CL04D301MRJ-L | CL Series | CL04D301MRJ-L 110V DC | Look comments | Look comments | Low Noise contactor. Contact global product manager
205024 | CL04D310MRJ-L | CL Series | CL04D310MRJ-L 110V DC | Look comments | Look comments | Low Noise contactor. Contact global product manager
205025 | CL04D301MRG-L | CL Series | CL04D301MRG-L 48V DC | Look comments | Look comments | Low Noise contactor. Contact global product manager
205026 | CL04D310MRG-L | CL Series | CL04D310MRG-L 48V DC | Look comments | Look comments | Low Noise contactor. Contact global product manager
205027 | CL04DB00MRJ-L | CL Series | CL04DB00MRJ-L 110V DC | Look comments | Look comments | Low Noise contactor. Contact global product manager
205028 | CL45D300MRJ-L | CL Series | CL45D300MRJ-L 110V DC | Look comments | Look comments | Low Noise contactor. Contact global product manager
205029 | CL45D300MRG-L | CL Series | CL45D300MRG-L 48V DC | Look comments | Look comments | Low Noise contactor. Contact global product manager
205033 | CL04D301MRN-L | CL Series | CL04D301MRN-L 220V AC/DC | Look comments | Look comments | Low Noise contactor. Contact global product manager
205034 | CL04DB00MRN-L | CL Series | CL04DB00MRN-L 220V AC/DC | Look comments | Look comments | Low Noise contactor. Contact global product manager
205035 | CL04DB00MRG-L | CL Series | CL04DB00MRG-L 48V DC | Look comments | Look comments | Low Noise contactor. Contact global product manager
205036 | CL07D300MRJ-L | CL Series | CL07D300MRJ-L. For lift application | Look comments | Look comments | Low Noise contactor. Contact global product manager
205037 | CL07D300MRG-L | CL Series | CL07D300MRG-L. For lift application | Look comments | Look comments | Low Noise contactor. Contact global product manager
205038 | CL06D300MRJ-L | CL Series | CL06D300MRJ-L. For lift application | Look comments | Look comments | Low Noise contactor. Contact global product manager
205039 | CL06D300MRG-L | CL Series | CL06D300MRG-L. For lift application | Look comments | Look comments | Low Noise contactor. Contact global product manager
205040 | CL08D300MRJ-L | CL Series | CL08D300MRJ-L. For lift application | Look comments | Look comments | Low Noise contactor. Contact global product manager
205041 | CL08D300MRG-L | CL Series | CL08D300MRG-L. For lift application | Look comments | Look comments | Low Noise contactor. Contact global product manager
207381 | CL09A400G13 | AEG Contactors | 910-304-410-59 LS 45K-4.00 400V50/60HZ | Look comments | AF116-40-00-14
207571 | CSCN12A320J | CL Series - CSCN | 12KVAR,25A,2NO,110-115V50HZ/110-120V60HZ | Look comments | Look comments | Ask GPM… Active product with no sales in EPIS 2017 and 2018
207572 | CSCN20A301J | CL Series - CSCN | 20KVAR,45A,1NC,110-115V50HZ/110-120V60HZ | Look comments | Look comments | Ask GPM… Active product with no sales in EPIS 2017 and 2018
207573 | CSCN20A310J | CL Series - CSCN | 20KVAR,45A,1NO,110-115V50HZ/110-120V60HZ | Look comments | Look comments | Ask GPM… Active product with no sales in EPIS 2017 and 2018
207575 | CSCN20A312J | CL Series - CSCN | 20KVAR,45A,1NO+2NC,110-115V50/110-120V60 | Look comments | Look comments | Ask GPM… Active product with no sales in EPIS 2017 and 2018
207576 | CSCN20A3216 | CL Series - CSCN | 20KVAR,45A,2NO+1NC,220-230V50/60HZ | Look comments | UA26-30-10RA 220...230V 50Hz / 230...240V 60Hz | Add 1 NO + 1 NC side mounted contact block type CAL511 code 1SBN12R111
207577 | CSCN20A321J | CL Series - CSCN | 20KVAR,45A,2NO+1NC,110-115V50/110-120V60 | Look comments | Look comments | Ask GPM… Active product with no sales in EPIS 2017 and 2018
207578 | CSCN25A301J | CL Series - CSCN | 25KVAR,45A,1NC,110-115V50HZ/110-120V60HZ | Look comments | Look comments | Ask GPM… Active product with no sales in EPIS 2017 and 2018
207579 | CSCN25A310J | CL Series - CSCN | 25KVAR,45A,1NO,110-115V50HZ/110-120V60HZ | Look comments | Look comments | Ask GPM… Active product with no sales in EPIS 2017 and 2018
207580 | CSCN25A312J | CL Series - CSCN | 25KVAR,45A,1NO+2NC,110-115V50/110-120V60 | Look comments | Look comments | Ask GPM… Active product with no sales in EPIS 2017 and 2018
207581 | CSCN25A3216 | CL Series - CSCN | 25KVAR,45A,2NO+1NC,220-230V50/60HZ | Look comments | UA30-30-10RA 220...230V 50Hz / 230...240V 60Hz | Add 1 NO + 1 NC side mounted contact block type CAL511 code 1SBN12R111
207582 | CSCN25A321J | CL Series - CSCN | 25KVAR,45A,2NO+1NC,110-115V50/110-120V60 | Look comments | Look comments | Ask GPM… Active product with no sales in EPIS 2017 and 2018
207583 | CSCN30A3106 | CL Series - CSCN | 30KVAR,60A,1NO,220-230V50/60HZ | Look comments | UA50-30-00RA 220-230V 50Hz / 230-240V 60Hz | Add 1 NO front mounted contact block type CA51 code 1SBN11R11
207584 | CSCN30A310J | CL Series - CSCN | 30KVAR,60A,1NO,110-115V50HZ/110-120V60HZ | Look comments | Look comments | Ask GPM… Active product with no sales in EPIS 2017 and 2018
207585 | CSCN30A3216 | CL Series - CSCN | 30KVAR,60A,2NO+1NC,220-230V50/60HZ | Look comments | UA50-30-00RA 220-230V 50Hz / 230-240V 60Hz | Add 1 NO front mounted contact type CA51 code 1SBN11R11 and 1 NO + 1 NC side mounted contact block type CAL511 code 1SBN12R111
207586 | CSCN45A310J | CL Series - CSCN | 45KVAR,90A,1NO,110-115V50HZ/110-120V60HZ | Look comments | Look comments | Ask GPM… Active product with no sales in EPIS 2017 and 2018
207587 | CSCN45A310U | CL Series - CSCN | 45KVAR,90A,1NO,380-400V50HZ/480V60HZ | Look comments | UA63-30-00RA 380...400 V 50Hz / 400...415 V 60Hz | Add 1 NO front mounted contact block type CA51 code 1SBN11R11
207588 | CSCN45A3116 | CL Series - CSCN | 45KVAR,90A,1NO+1NC,220-230V50/60HZ | Look comments | UA63-30-00RA 220-230V 50Hz / 230-240V 60Hz | Add 1 NO + 1 NC side mounted contact block type CAL511 code 1SBN12R111
207589 | CSCN45A311J | CL Series - CSCN | 45KVAR,90A,1NO+1NC,110-115V50/110-120V60 | Look comments | Look comments | Ask GPM… Active product with no sales in EPIS 2017 and 2018
207590 | CSCN55A310J | CL Series - CSCN | 55KVAR,110A,1NO,110-115V50/110-120V60 | Look comments | Look comments | Ask GPM… Active product with no sales in EPIS 2017 and 2018
207591 | CSCN55A3116 | CL Series - CSCN | 55KVAR,110A,1NO+1NC,220-230V50/60HZ | Look comments | UA95-30-11RA 220-230V 50Hz / 230-240V 60Hz | Add 1 NO + 1 NC side mounted contact block type CAL1811 code 1SFN172R111
207592 | CSCN55A311J | CL Series - CSCN | 55KVAR,110A,1NO+1NC,110-115V50/110-120V | Look comments | Look comments | Ask GPM… Active product with no sales in EPIS 2017 and 2018
207593 | CSCN70A310J | CL Series - CSCN | 70KVAR,140A,1NO,110-115V50/110-120V60 | Look comments | Look comments | Ask GPM… Active product with no sales in EPIS 2017 and 2018
207594 | CSCN70A3116 | CL Series - CSCN | 70KVAR,140A,1NO+1NC,220-230V50/60HZ | Look comments | UA110-30-11RA 220-230V 50Hz / 230-240V 60Hz | Add 1 NO + 1 NC side mounted contact block type CAL1811 code 1SFN172R111
207619 | CSCN25A30113 | CL Series - CSCN | CONT FOR CAP SW 25KVAR 1NC 400V50/60 | Look comments | Look comments | Ask GPM… Active product with no sales in EPIS 2017 and 2018
207620 | CSCN20A3126 | CL Series - CSCN | 20 KVAR 45A 220-230V50/60HZ | Look comments | UA26-30-10RA 220...230V 50Hz / 230...240V 60Hz | Add 1 NO front mounted contact block type CA51 code 1SBN11R11
209344 | LG0004P1B0 | CL Series | LG0004P1B0 D.O.L.STARTER (EMPTY BOX) | Look comments | FR16AF-12
209347 | LG0004S1B0 | CL Series | LG0004S1B0 D.O.L.STARTER (EMPTY BOX) | Look comments | Look comments | Starter enclosure. Move tor DRAF
209464 | 910393000000 | AEG Contactors | 910-393-143-000 HB05.10 CONT.AUX 1NA | Look comments | Look comments | Ask GPM… Active product with no sales in EPIS 2017 and 2018
209734 | RL4RD040TWE | CL Series - RELAY | 4NO 33V Wide Voltage-RL4RD040TWE | Look comments | NF40E-11 | Use NFZ40E-21 1SBH136001R2140 for low inrush current
209734 | RL4RD040TWE | CL Series - RELAY | 4NO 33V Wide Voltage-RL4RD040TWE | Look comments | NFZ40E-21
209735 | CL25D300TWID-RAIL | CL Series | 3P CONT. 25AAC3. COIL 72V +-30%. DIODE | Look comments | AF26ZB-30-00-22
209779 | MG00040AT0 | CL Series | MG00040AT0 BOX MG (WITHOUT HOLE) | Look comments | AF45-40-00
209780 | MG0004PAT0 | CL Series | MG0004PAT0 D.O.L.STARTER (EMPTY BOX) | Look comments | Look comments | Starter enclosure. Move tor DRAS
209781 | MG0006PAT0 | CL Series | D.O.L.STARTER (EMPTY BOX) | Look comments | Look comments | Starter enclosure. Move tor DRAS
210046 | 910343000000 | AEG OL Relay | THERMAL O/L TYPE b 05 0,43 - 0,65A | Look comments | T16-0.55
210051 | 910343000000 | AEG OL Relay | THERMAL O/L TYPE b 05 0,65 - 1A | Look comments | T16-0.74
210057 | 910343000000 | AEG OL Relay | THERMAL O/L b 05 0,85 - 1,3A | Look comments | T16-1.0
210063 | 910343000000 | AEG OL Relay | THERMAL O/L b 05 1,1 - 1,6A | Look comments | T16-1.3
210069 | 910343000000 | AEG OL Relay | THERMAL O/L b 05 1,35 - 2A | Look comments | T16-1.7
210074 | 910343000000 | AEG OL Relay | THERMAL O/L b 05 1,7-2.4A | Look comments | T16-2.3
210080 | 910343000000 | AEG OL Relay | THERMAL O/L b 05 2.2-3.2A | Look comments | T16-3.1
210086 | 910343000000 | AEG OL Relay | THERMAL O/L b 05 3 - 4,7A | Look comments | T16-4.2
210092 | MT03LG | AEG OL Relay | THERMAL O/L b 05 4 - 6,3A | Look comments | T16-5.7
210097 | 910343000000 | AEG OL Relay | THERMAL O/L b 05 5,5 - 8A | Look comments | T16-7.6
210102 | 910343000000 | AEG OL Relay | THERMAL O/L b 05 7,5 - 10,5A | Look comments | T16-10
210105 | 910343000000 | AEG OL Relay | THERMAL O/L b 05 10 - 14A | Look comments | T16-13
211520 | RL4RA022R3 | CL Series - RELAY | RL AUX Cont. 2NO+2NC, Ring, 110V 50/60Hz | Look comments | NFZB22ERT-23
211540 | RL4RA022R6 | CL Series - RELAY | RL4RA022R6 Relay 2NO+2NC 230V 50/60Hz | Look comments | NFZB22ERT-23
212558 | SFS04M | AEG MMS | ENCLOSURE MOULDED TYPEi I IP41 | Look comments | IB132-G | Review Application, ABB versions have no push buttons, IP65 and M2/M25 cable glands, dark grey front black bottom
212559 | SFS05M | AEG MMS | ENCLOSURE MOULDED TYPEi I IP55 | Look comments | IB132-G | Review Application, ABB versions have no push buttons, IP65 and M2/M25 cable glands, dark grey front black bottom
212578 | 910343000000 | AEG OL Relay | THERMAL O/L b 05 0,11 - 0,17A | Look comments | T16-0.13
212747 | MT0AKG | AEG OL Relay | b 05 3 - 4,7 | Look comments | T16-4.2
212822 | C09120J | CL Series | C09120J GR.RECT. 110-135V50-60 | Look comments | Look comments | No Coil Spare part available
212866 | 444A10031G | CL Series | CONJ.MARTILLO CL03.. | Look comments | AF45-40-00
212883 | C118830000-S | CL Series | C.MARTILLO CL03-45D.. | Look comments | AF45-40-00
212884 | C118840000-S | CL Series | C.NUCLEO CL03-45D.. | Look comments | AF45-40-00
213810 | MT0AL | MTO Series | OVERLOAD RELAY 4-6.3A | Look comments | T16-5.7
216090 | BZ0VLC | Surion | BZ0VLC ADAPTADOR PARA TAPA GPS1 (100 PC) | Look comments | Look comments | Ask GPM… Active product with no sales in EPIS 2017 and 2018
216091 | BZ0VMC | Surion | BZ0VMC ADAPTADOR PARA TAPA GPS2 (100 PC) | Look comments | Look comments | Ask GPM… Active product with no sales in EPIS 2017 and 2018
216092 | BZ0VH | Surion | BZ0VH ADAPT.FOR ROTARY HANDLE (100 PC) | Look comments | Look comments | Ask GPM… Active product with no sales in EPIS 2017 and 2018
216123 | 444A11060P-I | CL Series | LEAF | Look comments | AF45-40-00
216266 | 910302028580 | AEG Contactors | CONTACTOR LS 07F.01E 110V 50/60HZ | Look comments | B6-30-01-F-84
216377 | EC09E311B24-60 | Efficor | CONT 9A AC3,3P,1NO+1NC, 24-60V AC/DC | Look comments | AF09-30-10-11
216378 | EC09E311B48-130 | Efficor | CONT 9A AC3,3P,1NO+1NC,48-130V AC/DC | Look comments | AF09-30-10-12
216379 | EC09E311B100-250 | Efficor | CONT 9A AC3,3P,1NO+1NC,100-250V AC/DC | Look comments | AF09-30-10-13
216380 | EC12E311B24-60 | Efficor | CONT 12A AC3,3P,1NO+1NC,24-60V AC/DC | Look comments | AF12-30-10-11
216381 | EC12E311B48-130 | Efficor | CONT 12A AC3,3P,1NO+1NC,48-130V AC/DC | Look comments | AF12-30-10-12
216382 | EC12E311B100-250 | Efficor | CONT 12A AC3,3P,1NO+1NC,100-250V AC/DC | Look comments | AF12-30-10-13
216383 | EC18E311B24-60 | Efficor | CONT 18A AC3,3P,1NO+1NC,24-60V AC/DC | Look comments | AF16-30-10-11
216384 | EC18E311B48-130 | Efficor | CONT 18A AC3,3P,1NO+1NC,48-130V AC/DC | Look comments | AF16-30-10-12
216385 | EC18E311B100-250 | Efficor | CONT 18A AC3,3P,1NO+1NC,100-250V AC/DC | Look comments | AF16-30-10-13
216386 | EC25E311B24-60 | Efficor | CONT 25A AC3,3P,1NO+1NC,24-60V AC/DC | Look comments | AF26-30-00-11
216387 | EC25E311B48-130 | Efficor | CONT 25A AC3,3P,1NO+1NC,48-130V AC/DC | Look comments | AF26-30-00-12
216388 | EC25E311B100-250 | Efficor | CONT 25A AC3,3P,1NO+1NC,100-250V AC/DC | Look comments | AF26-30-00-13
216389 | EC32E300B24-60 | Efficor | CONT 32A AC3,3POLES, COIL 24-60V AC/DC | Look comments | AF30-30-00-11
216390 | EC32E300B48-130 | Efficor | CONT 32A AC3,3POLES, COIL 48-130V AC/DC | Look comments | AF30-30-00-12
216391 | EC32E300B100-250 | Efficor | CONT 32A AC3,3POLES, COIL 100-250V AC/DC | Look comments | AF30-30-00-13
216392 | EC40E300B24-60 | Efficor | CONT 40A AC3,3POLES, COIL 24-60V AC/DC | Look comments | AF38-30-00-11
216393 | EC40E300B48-130 | Efficor | CONT 40A AC3,3POLES, COIL 48-130V AC/DC | Look comments | AF38-30-00-12
216394 | EC40E300B100-250 | Efficor | CONT 40A AC3,3POLES, COIL 100-250V AC/DC | Look comments | AF38-30-00-13
216395 | EC12E400B24-60 | Efficor | CONT 25A AC1,4POLES, COIL 24-60V AC/DC | Look comments | AF09-40-00-11
216396 | EC12E400B48-130 | Efficor | CONT 25A AC1,4POLES, COIL 48-130V AC/DC | Look comments | AF09-40-00-12
216397 | EC12E400B100-250 | Efficor | CONT 25A AC1,4POLES, COIL 100-250V AC/DC | Look comments | AF09-40-00-13
216398 | EC18E400B24-60 | Efficor | CONT 32A AC1,4POLES, COIL 24-60V AC/DC | Look comments | AF16-40-00-11
216399 | EC18E400B48-130 | Efficor | CONT 32A AC1,4POLES, COIL 48-130V AC/DC | Look comments | AF16-40-00-12
216400 | EC18E400B100-250 | Efficor | CONT 32A AC1,4POLES, COIL 100-250V AC/DC | Look comments | AF16-40-00-13
216401 | EC25E400B24-60 | Efficor | CONT 45A AC1,4POLES, COIL 24-60V AC/DC | Look comments | AF26-40-00-11
216402 | EC25E400B48-130 | Efficor | CONT 45A AC1,4POLES, COIL 48-130V AC/DC | Look comments | AF26-40-00-12
216403 | EC25E400B100-250 | Efficor | CONT 45A AC1,4POLES, COIL 100-250V AC/DC | Look comments | AF26-40-00-13
216404 | EC32E400B24-60 | Efficor | CONT 60A AC1,4POLES, COIL 24-60V AC/DC | Look comments | AF38-40-00-11
216405 | EC32E400B48-130 | Efficor | CONT 60A AC1,4POLES, COIL 48-130V AC/DC | Look comments | AF38-40-00-12
216406 | EC32E400B100-250 | Efficor | CONT 60A AC1,4POLES, COIL 100-250V AC/DC | Look comments | AF38-40-00-13
216407 | EC12EB00B24-60 | Efficor | CONT 12A AC3,2NO + 2NC, 24-60V AC/DC | Look comments | AF09-22-00-11
216408 | EC12EB00B48-130 | Efficor | CONT 12A AC3,3P,1NO+1NC,48-130V AC/DC | Look comments | AF09-22-00-12
216409 | EC12EB00B100-250 | Efficor | CONT 12A AC3,3P,1NO+1NC,100-250V AC/DC | Look comments | AF09-22-00-13
216410 | EC18EB00B24-60 | Efficor | CONT 18A AC3,2NO + 2NC, 24-60V AC/DC | Look comments | AF16-22-00-11
216411 | EC18EB00B48-130 | Efficor | CONT 18A AC3,3P,1NO+1NC,48-130V AC/DC | Look comments | AF16-22-00-12
216412 | EC18EB00B100-250 | Efficor | CONT 18A AC3,3P,1NO+1NC,100-250V AC/DC | Look comments | AF16-22-00-13
216413 | EC25EB00B24-60 | Efficor | CONT 25A AC3,2NO + 2NC, 24-60V AC/DC | Look comments | AF26-22-00-11
216414 | EC25EB00B48-130 | Efficor | CONT 25A AC3,3P,1NO+1NC,48-130V AC/DC | Look comments | AF26-22-00-12
216415 | EC25EB00B100-250 | Efficor | CONT 25A AC3,3P,1NO+1NC,100-250V AC/DC | Look comments | AF26-22-00-13
216416 | EC32EB00B24-60 | Efficor | CONT 32A AC3,2NO + 2NC, 24-60V AC/DC | Look comments | AF38-22-00-11
216417 | EC32EB00B48-130 | Efficor | CONT 32A AC3,3P,1NO+1NC,48-130V AC/DC | Look comments | AF38-22-00-12
216418 | EC32EB00B100-250 | Efficor | CONT 32A AC3,3P,1NO+1NC,100-250V AC/DC | Look comments | AF38-22-00-13
216419 | ECACE440B24-60 | Efficor | AUX. CONT. 20A, 4NO,COIL 24-60V AC/DC | Look comments | NF40E-11
216420 | ECACE440B48-130 | Efficor | AUX. CONT. 20A, 4NO,COIL 48-130V AC/DC | Look comments | NF40E-12
216421 | ECACE440B100-250 | Efficor | AUX. CONT. 20A, 4NO,COIL 100-250V AC/DC | Look comments | NF40E-13
216422 | ECACE431B24-60 | Efficor | AUX. CONT. 20A, 3NO+1NC, 24-60V AC/DC | Look comments | NF31E-11
216423 | ECACE431B48-130 | Efficor | AUX. CONT. 20A, 3NO+1NC, 48-130V AC/DC | Look comments | NF31E-12
216424 | ECACE431B100-250 | Efficor | AUX. CONT. 20A, 3NO+1NC, 100-250V AC/DC | Look comments | NF31E-13
216425 | ECACE422B24-60 | Efficor | AUX. CONT. 20A, 2NO+2NC, 24-60V AC/DC | Look comments | NF22E-11
216426 | ECACE422B48-130 | Efficor | AUX. CONT. 20A, 2NO+2NC, 48-130V AC/DC | Look comments | NF22E-12
216427 | ECACE422B100-250 | Efficor | AUX. CONT. 20A, 2NO+2NC, 100-250V AC/DC | Look comments | NF22E-13
216428 | ECACE413B24-60 | Efficor | AUX. CONT. 20A, 1NO+3NC, 24-60V AC/DC | Look comments | NF44E-11 | NF44 is 2stack with 4NO+4NC / ECACA413 is 1stack with 1NO+3NC.
216429 | ECACE413B48-130 | Efficor | AUX. CONT. 20A, 1NO+3NC, 48-130V AC/DC | Look comments | NF44E-12 | NF44 is 2stack with 4NO+4NC / ECACA413 is 1stack with 1NO+3NC.
216430 | ECACE413B100-250 | Efficor | AUX. CONT. 20A, 1NO+3NC, 100-250V AC/DC | Look comments | NF44E-13 | NF44 is 2stack with 4NO+4NC / ECACA413 is 1stack with 1NO+3NC.
216431 | ECACE404B24-60 | Efficor | AUX. CONT. 20A, 4NC,COIL 24-60V AC/DC | Look comments | NF44E-11 | NF44 is 2stack with 4NO+4NC / ECACA44 is 1stack with NO+4NC.
216432 | ECACE404B48-130 | Efficor | AUX. CONT. 20A, 4NC,COIL 48-130V AC/DC | Look comments | NF44E-12 | NF44 is 2stack with 4NO+4NC / ECACA44 is 1stack with NO+4NC.
216433 | ECACE404B100-250 | Efficor | AUX. CONT. 20A, 4NC,COIL 100-250V AC/DC | Look comments | NF44E-13 | NF44 is 2stack with 4NO+4NC / ECACA44 is 1stack with NO+4NC.
216437 | EC32A311B024 | Efficor | EF.CONT. 32A AC3, 1NO+1NC,24V 50/60HZ | Look comments | AF30-30-00-11
216438 | EF65A320B024 | Efficor | EF.CONT. 65A AC3, 2NO,24V 50/60HZ | Look comments | AF65-30-00-11
240888 | CL03D400RWJ | CL Series | CL03D400RWJ 32A 4 POLES COIL 110V dc WV | Look comments | AF26ZB-40-00RT-22
240889 | CL03DB00RWJ | CL Series | CL03DB00RWJ 32A 2NC+NO COIL 110 v dc WR | Look comments | AF26ZB-22-00RT-22
241466 | RL4RA022R1 | CL Series - RELAY | auxiliary contactors | Look comments | NFZB22ERT-21
241537 | CL02DVK01297B01&Spec. | CL Series | CL02DVK01297B01&Spec. 211VK01297B01 | Look comments | Look comments | 4NC. Check with GPM
241538 | CL04DVK01296B01&Spec. | CL Series | CL04DVK01296B01&Spec. 211VK01296B01 | Look comments | Look comments | Ask GPM… Active product with no sales in EPIS 2017 and 2018
241539 |  | CL Series | CL08D311RWD/OnBox CL08DVK01295B01/GE | Look comments | AF75-30-00RT
242006 | 910-302-184-000 | AEG Contactors | SH04.11 230V MARB 2 contacts in series | Look comments | Look comments | Ask GPM… Active product with no sales in EPIS 2017 and 2018
242186 | CL07A320M1 | CL Series | CONATCTOR | Look comments | AF65-30-11-11
242406 | CE10A300M5 | CL Series | ELEKTON CE10A300M5 220V 50/60Hz | Look comments | AF45-40-00
243599 | 0630330100-I | CL Series | RETURN SPRING | Look comments | AF45-40-00
243600 | 065776/00-00A3-I | CL Series | NAME PLATE | Look comments | AF45-40-00
243601 | 662690600 | CL Series | 0662690600 SOPORTE FASE CL00..02 RL4 | Look comments | AF45-40-00
243602 | 0668840400-I | CL Series | RETURN SPRING | Look comments | AF45-40-00
243603 | 0668850300-I | CL Series | RETURN SPRING | Look comments | AF45-40-00
243604 | 0675350600-I | CL Series | PHASE SUPPORT | Look comments | AF45-40-00
243606 | 0682150100-I | CL Series | SPRING | Look comments | AF45-40-00
243609 | 0686820000-I | CL Series | 0686820000 FRONTAL MARC.CL02A310 | Look comments | AF45-40-00
243611 | 0689170000-I | CL Series | FRONT CL25 | Look comments | AF45-40-00
243612 | SCREW | CL Series | SCREW CL25 | Look comments | AF45-40-00
243613 | C112040100-I | CL Series | C112040100 TORNILLO | Look comments | AF45-40-00
243614 | C117720100-I | CL Series | CONTACT MOV CL25 | Look comments | AF45-40-00
243615 | CONTACT | CL Series | CONTACT FIX CL25 | Look comments | AF45-40-00
243616 | C119430606-I | CL Series | C119430606 C.CONT.F.AUX.T CL00/02/RL | Look comments | AF45-40-00
246130 | KKIT4E24-60 | CK Series | CK Spare part coil with e-module 24-60V/50-60Hz AC/DC CK75...CK08… | Look comments | Look comments | No Coil Spare part available
246131 | KKIT4E48-130 | CK Series | CK Spare part coil with e-module 48-130V/50-60Hz AC/DC CK75...CK08… | Look comments | Look comments | No Coil Spare part available
246132 | KKIT4E100-250 | CK Series | CK Spare part coil with e-module 100-250V/50-60Hz AC/DC CK75...CK08… | Look comments | Look comments | No Coil Spare part available
246133 | KKIT4E250-500 | CK Series | CK Spare part coil with e-module 250-250V/50-60Hz AC/DC CK75...CK08… | Look comments | Look comments | No Coil Spare part available
246134 | KKIT5E24-60 | CK Series | CK Spare part coil with e-module 24-60V/50-60Hz AC/DC CK85..CK09..CK95.. | Look comments | Look comments | No Coil Spare part available
246135 | KKIT5E48-130 | CK Series | CK Spare part coil with e-module 48-130V/50-60Hz AC/DC CK85..CK09..CK95.. | Look comments | Look comments | No Coil Spare part available
246136 | KKIT5E100-250 | CK Series | CK Spare part coil with e-module 100-250V/50-60Hz AC/DC CK85..CK09..CK95.. | Look comments | Look comments | No Coil Spare part available
246137 | KKIT5E250-500 | CK Series | CK Spare part coil with e-module 250-500V/50-60Hz AC/DC CK85..CK09..CK95.. | Look comments | Look comments | No Coil Spare part available
246138 | KKIT7E24-60 | CK Series | CK Spare part coil with e-module 24-60V/50-60Hz AC/DC CK10..CK11.. | Look comments | Look comments | No Coil Spare part available
246139 | KKIT7E48-130 | CK Series | CK Spare part coil with e-module 48-130V/50-60Hz AC/DC CK10..CK11.. | Look comments | Look comments | Ask GPM… Active product with no sales in EPIS 2017 and 2018
246140 | KKIT7E100-250 | CK Series | CK Spare part coil with e-module 100-250V/50-60Hz AC/DC CK10..CK11.. | Look comments | Look comments | No Coil Spare part available
246141 | KKIT7E250-500 | CK Series | CK Spare part coil with e-module 250-500V/50-60Hz AC/DC CK10..CK11.. | Look comments | Look comments | No Coil Spare part available
246142 | KKIT8E24-60 | CK Series | CK Spare part coil with e-module 24-60V/50-60Hz AC/DC CK12..CK13.. | Look comments | Look comments | No Coil Spare part available
246143 | KKIT8E48-130 | CK Series | CK Spare part coil with e-module 48-130V/50-60Hz AC/DC CK12..CK13.. | Look comments | Look comments | No Coil Spare part available
246144 | KKIT8E100-250 | CK Series | CK Spare part coil with e-module 120-250V/50-60Hz AC/DC CK12..CK13.. | Look comments | Look comments | No Coil Spare part available
246145 | KKIT8E250-500 | CK Series | CK Spare part coil with e-module 250-500V/50-60Hz AC/DC CK12..CK13.. | Look comments | Look comments | No Coil Spare part available
246150 | CK75CE311W24-60 | CK Series | CK Contactor 150A AC-3 3P Aux 1NO+1NC 24-60V 50/60Hz AC-DC | Look comments | AF146-30-11-11 | Use AF146-30-11B-11 1SFL467002R1111 for busbar connection
246150 | CK75CE311W24-60 | CK Series | CK Contactor 150A AC-3 3P Aux 1NO+1NC 24-60V 50/60Hz AC-DC | Look comments | AF146-30-11B-11
246151 | CK75CE311W48-130 | CK Series | CK Contactor 150A AC-3 3P Aux 1NO+1NC 48-130V 50/60Hz AC-DC | Look comments | AF146-30-11-12 | Use AF146-30-11B-12 1SFL467002R1211 for busbar connection
246151 | CK75CE311W48-130 | CK Series | CK Contactor 150A AC-3 3P Aux 1NO+1NC 48-130V 50/60Hz AC-DC | Look comments | AF146-30-11B-12
246152 | CK75CE311W100-250 | CK Series | CK Contactor 150A AC-3 3P Aux 1NO+1NC 100-250V 50/60Hz AC-DC | Look comments | AF146-30-11-13 | Use AF146-30-11B-13 1SFL467002R1311 for busbar connection
246152 | CK75CE311W100-250 | CK Series | CK Contactor 150A AC-3 3P Aux 1NO+1NC 100-250V 50/60Hz AC-DC | Look comments | AF146-30-11B-13
246153 | CK75CE311W250-500 | CK Series | CK Contactor 150A AC-3 3P Aux 1NO+1NC 250-500V 50/60Hz AC-DC | Look comments | AF146-30-11-14 | Use AF146-30-11B-14 1SFL467002R1411 for busbar connection
246153 | CK75CE311W250-500 | CK Series | CK Contactor 150A AC-3 3P Aux 1NO+1NC 250-500V 50/60Hz AC-DC | Look comments | AF146-30-11B-14
246154 | CK08CE311W24-60 | CK Series | CK Contactor 185A AC-3 3P Aux 1NO+1NC 24-60V 50/60Hz AC-DC | Look comments | AF205-30-11-11 | Use AF205-30-11-11 1SFL527002R1111 for IEC applications and AF190-30-11-11 1SFL487002R1111 for UL
246154 | CK08CE311W24-60 | CK Series | CK Contactor 185A AC-3 3P Aux 1NO+1NC 24-60V 50/60Hz AC-DC | Look comments | AF190-30-11-11
246155 | CK08CE311W48-130 | CK Series | CK Contactor 185A AC-3 3P Aux 1NO+1NC 48-130V 50/60Hz AC-DC | Look comments | AF205-30-11-12 | Use AF205-30-11-12 1SFL527002R1211 for IEC applications and AF190-30-11-12 1SFL487002R1211 for UL
246155 | CK08CE311W48-130 | CK Series | CK Contactor 185A AC-3 3P Aux 1NO+1NC 48-130V 50/60Hz AC-DC | Look comments | AF190-30-11-12
246156 | CK08CE311W100-250 | CK Series | CK Contactor 185A AC-3 3P Aux 1NO+1NC 100-250V 50/60Hz AC-DC | Look comments | AF205-30-11-13 | Use AF205-30-11-13 1SFL527002R1311 for IEC applications and AF190-30-11-13 1SFL487002R1311 for UL
246156 | CK08CE311W100-250 | CK Series | CK Contactor 185A AC-3 3P Aux 1NO+1NC 100-250V 50/60Hz AC-DC | Look comments | AF190-30-11-13
246157 | CK08CE311W250-500 | CK Series | CK Contactor 185A AC-3 3P Aux 1NO+1NC 250-500V 50/60Hz AC-DC | Look comments | AF205-30-11-14 | Use AF205-30-11-14 1SFL527002R1411 for IEC applications and AF190-30-11-14 1SFL487002R1411 for UL
246157 | CK08CE311W250-500 | CK Series | CK Contactor 185A AC-3 3P Aux 1NO+1NC 250-500V 50/60Hz AC-DC | Look comments | AF190-30-11-14
246158 | CK85BE311W24-60 | CK Series | CK Contactor 205A AC-3 3P Aux 1NO+1NC 24-60V 50/60Hz AC-DC | Look comments | AF205-30-11-11
246159 | CK85BE311W48-130 | CK Series | CK Contactor 205A AC-3 3P Aux 1NO+1NC 48-130V 50/60Hz AC-DC | Look comments | AF205-30-11-12
246160 | CK85BE311W100-250 | CK Series | CK Contactor 205A AC-3 3P Aux 1NO+1NC 100-250V 50/60Hz AC-DC | Look comments | AF205-30-11-13
246161 | CK85BE311W250-500 | CK Series | CK Contactor 205A AC-3 3P Aux 1NO+1NC 250-500V 50/60Hz AC-DC | Look comments | AF205-30-11-14
246162 | CK09BE311W24-60 | CK Series | CK Contactor 250A AC-3 3P Aux 1NO+1NC 24-60V 50/60Hz AC-DC | Look comments | AF265-30-11-11 | Use AF265-30-11-11 1SFL547002R1111 for IEC applications and AF205-30-11-11 1SFL527002R1111 for UL, BUSBAR FIT VERIFICATION REQUIRED
246162 | CK09BE311W24-60 | CK Series | CK Contactor 250A AC-3 3P Aux 1NO+1NC 24-60V 50/60Hz AC-DC | Look comments | AF205-30-11-11
246163 | CK09BE311W48-130 | CK Series | CK Contactor 250A AC-3 3P Aux 1NO+1NC 48-130V 50/60Hz AC-DC | Look comments | AF265-30-11-12 | Use AF265-30-11-12 1SFL547002R1211 for IEC applications and AF205-30-11-12 1SFL527002R1211 for UL, BUSBAR FIT VERIFICATION REQUIRED
246163 | CK09BE311W48-130 | CK Series | CK Contactor 250A AC-3 3P Aux 1NO+1NC 48-130V 50/60Hz AC-DC | Look comments | AF205-30-11-12
246164 | CK09BE311W100-250 | CK Series | CK Contactor 250A AC-3 3P Aux 1NO+1NC 100-250V 50/60Hz AC-DC | Look comments | AF265-30-11-13 | Use AF265-30-11-13 1SFL547002R1311 for IEC applications and AF205-30-11-13 1SFL527002R1311 for UL, BUSBAR FIT VERIFICATION REQUIRED
246164 | CK09BE311W100-250 | CK Series | CK Contactor 250A AC-3 3P Aux 1NO+1NC 100-250V 50/60Hz AC-DC | Look comments | AF205-30-11-13
246165 | CK09BE311W250-500 | CK Series | CK Contactor 250A AC-3 3P Aux 1NO+1NC 250-500V 50/60Hz AC-DC | Look comments | AF265-30-11-14 | Use AF265-30-11-14 1SFL547002R1411 for IEC applications and AF205-30-11-14 1SFL527002R1411 for UL, BUSBAR FIT VERIFICATION REQUIRED
246165 | CK09BE311W250-500 | CK Series | CK Contactor 250A AC-3 3P Aux 1NO+1NC 250-500V 50/60Hz AC-DC | Look comments | AF205-30-11-14
246166 | CK95BE311W24-60 | CK Series | CK Contactor 309A AC-3 3P Aux 1NO+1NC 24-60V 50/60Hz AC-DC | Look comments | AF305-30-11-11
246167 | CK95BE311W48-130 | CK Series | CK Contactor 309A AC-3 3P Aux 1NO+1NC 48-130V 50/60Hz AC-DC | Look comments | AF305-30-11-12
246168 | CK95BE311W100-250 | CK Series | CK Contactor 309A AC-3 3P Aux 1NO+1NC 100-250V 50/60Hz AC-DC | Look comments | AF305-30-11-13
246169 | CK95BE311W250-500 | CK Series | CK Contactor 309A AC-3 3P Aux 1NO+1NC 250-500V 50/60Hz AC-DC | Look comments | AF305-30-11-14
246170 | CK10CE311W24-60 | CK Series | CK Contactor 420A AC-3 3P Aux 1NO+1NC 24-60V 50/60Hz AC-DC | Look comments | AF370-30-11-11 | Use AF460-30-11 Coil 24-60V DC 1SFL597001R6811 above 200kW AC-3 at 400V, ONLY DC CONTROL
246170 | CK10CE311W24-60 | CK Series | CK Contactor 420A AC-3 3P Aux 1NO+1NC 24-60V 50/60Hz AC-DC | Look comments | AF460-30-11 Coil 24-60V DC
246171 | CK10CE311W48-130 | CK Series | CK Contactor 420A AC-3 3P Aux 1NO+1NC 48-130V 50/60Hz AC-DC | Look comments | AF370-30-11-12 | Use AF460-30-11 Coil 48-130V 1SFL597001R6911 above 200kW AC-3 at 400V
246171 | CK10CE311W48-130 | CK Series | CK Contactor 420A AC-3 3P Aux 1NO+1NC 48-130V 50/60Hz AC-DC | Look comments | AF460-30-11 Coil 48-130V
246172 | CK10CE311W100-250 | CK Series | CK Contactor 420A AC-3 3P Aux 1NO+1NC 100-250V 50/60Hz AC-DC | Look comments | AF370-30-11-13 | Use AF460-30-11 Coil 100-250V 1SFL597001R7011 above 200kW AC-3 at 400V
246172 | CK10CE311W100-250 | CK Series | CK Contactor 420A AC-3 3P Aux 1NO+1NC 100-250V 50/60Hz AC-DC | Look comments | AF460-30-11 Coil 100-250V
246173 | CK10CE311W250-500 | CK Series | CK Contactor 420A AC-3 3P Aux 1NO+1NC 250-500V 50/60Hz AC-DC | Look comments | AF370-30-11-14 | Use AF460-30-11 Coil 250-500V 1SFL597001R7111 above 200kW AC-3 at 400V
246173 | CK10CE311W250-500 | CK Series | CK Contactor 420A AC-3 3P Aux 1NO+1NC 250-500V 50/60Hz AC-DC | Look comments | AF460-30-11 Coil 250-500V
246174 | CK11WCE311W24-60 | CK Series | CK Contactor 550A AC-3 3P Aux 1NO+1NC 24-60V 50/60Hz AC-DC | Look comments | AF580-30-11 | Use AF460-30-11 Coil 24-60V DC 1SFL597001R6811 for UL application and IEC up to 250kW AC-3 at 400V
246174 | CK11WCE311W24-60 | CK Series | CK Contactor 550A AC-3 3P Aux 1NO+1NC 24-60V 50/60Hz AC-DC | Look comments | AF460-30-11 Coil 24-60V DC
246175 | CK11WCE311W48-130 | CK Series | CK Contactor 550A AC-3 3P Aux 1NO+1NC 48-130V 50/60Hz AC-DC | Look comments | Look comments | Ask GPM… Active product with no sales in EPIS 2017 and 2018
246176 | CK11WCE311W100-250 | CK Series | CK Contactor 550A AC-3 3P Aux 1NO+1NC 100-250V 50/60Hz AC-DC | Look comments | AF580-30-11 | Use AF460-30-11 Coil 100-250V 1SFL597001R7011 for UL application and IEC up to 250kW AC-3 at 400V
246176 | CK11WCE311W100-250 | CK Series | CK Contactor 550A AC-3 3P Aux 1NO+1NC 100-250V 50/60Hz AC-DC | Look comments | AF460-30-11 Coil 100-250V
246177 | CK11WCE311W250-500 | CK Series | CK Contactor 550A AC-3 3P Aux 1NO+1NC 250-500V 50/60Hz AC-DC | Look comments | AF580-30-11 | Use AF460-30-11 Coil 250-500V 1SFL597001R7111 for UL application and IEC up to 250kW AC-3 at 400V
246177 | CK11WCE311W250-500 | CK Series | CK Contactor 550A AC-3 3P Aux 1NO+1NC 250-500V 50/60Hz AC-DC | Look comments | AF460-30-11 Coil 250-500V
246178 | CK12BE311W24-60 | CK Series | CK Contactor 700A AC-3 3P Aux 1NO+1NC 24-60V 50/60Hz AC-DC | Look comments | AF750-30-11 | Use AF580-30-11 1SFL617001R6811 for UL or IEC up to 315kW AC-3 at 400V
246178 | CK12BE311W24-60 | CK Series | CK Contactor 700A AC-3 3P Aux 1NO+1NC 24-60V 50/60Hz AC-DC | Look comments | AF580-30-11
246179 | CK12BE311W48-130 | CK Series | CK Contactor 700A AC-3 3P Aux 1NO+1NC 48-130V 50/60Hz AC-DC | Look comments | AF750-30-11 | Use AF580-30-11 1SFL617001R6911 for UL or IEC up to 315kW AC-3 at 400V
246179 | CK12BE311W48-130 | CK Series | CK Contactor 700A AC-3 3P Aux 1NO+1NC 48-130V 50/60Hz AC-DC | Look comments | AF580-30-11
246180 | CK12BE311W100-250 | CK Series | CK Contactor 700A AC-3 3P Aux 1NO+1NC 100-250V 50/60Hz AC-DC | Look comments | AF750-30-11 | Use AF580-30-11 1SFL617001R7011 for UL or IEC up to 315kW AC-3 at 400V
246180 | CK12BE311W100-250 | CK Series | CK Contactor 700A AC-3 3P Aux 1NO+1NC 100-250V 50/60Hz AC-DC | Look comments | AF580-30-11
246181 | CK12BE311W250-500 | CK Series | CK Contactor 700A AC-3 3P Aux 1NO+1NC 250-500V 50/60Hz AC-DC | Look comments | AF750-30-11 | Use AF580-30-11 1SFL617001R7111 for UL or IEC up to 315kW AC-3 at 400V
246181 | CK12BE311W250-500 | CK Series | CK Contactor 700A AC-3 3P Aux 1NO+1NC 250-500V 50/60Hz AC-DC | Look comments | AF580-30-11
246182 | CK07BE411W24-60 | CK Series | CK Contactor 200A AC-1 4P Aux 1NO+1NC 24-60V 50/60Hz AC-DC | Look comments | AF140-40-11-11
246183 | CK07BE411W48-130 | CK Series | CK Contactor 200A AC-1 4P Aux 1NO+1NC 48-130V 50/60Hz AC-DC | Look comments | AF140-40-11-12
246184 | CK07BE411W100-250 | CK Series | CK Contactor 200A AC-1 4P Aux 1NO+1NC 100-250V 50/60Hz AC-DC | Look comments | AF140-40-11-13
246185 | CK07BE411W250-500 | CK Series | CK Contactor 200A AC-1 4P Aux 1NO+1NC 250-500V 50/60Hz AC-DC | Look comments | AF140-40-11-14
246186 | CK08BE411W24-60 | CK Series | CK Contactor 325A AC-1 4P Aux 1NO+1NC 24-60V 50/60Hz AC-DC | Look comments | AF205-40-11-11 | Use AF205-40-11-11 1SFL527102R1111 for IEC applications and AF190-40-11-11 1SFL487102R1111 for UL
246186 | CK08BE411W24-60 | CK Series | CK Contactor 325A AC-1 4P Aux 1NO+1NC 24-60V 50/60Hz AC-DC | Look comments | AF190-40-11-11
246187 | CK08BE411W48-130 | CK Series | CK Contactor 325A AC-1 4P Aux 1NO+1NC 48-130V 50/60Hz AC-DC | Look comments | AF205-40-11-12 | Use AF205-40-11-12 1SFL527102R1211 for IEC applications and AF190-40-11-12 1SFL487102R1211 for UL
246187 | CK08BE411W48-130 | CK Series | CK Contactor 325A AC-1 4P Aux 1NO+1NC 48-130V 50/60Hz AC-DC | Look comments | AF190-40-11-12
246188 | CK08BE411W100-250 | CK Series | CK Contactor 325A AC-1 4P Aux 1NO+1NC 100-250V 50/60Hz AC-DC | Look comments | AF205-40-11-13 | Use AF205-40-11-13 1SFL527102R1311 for IEC applications and AF190-40-11-13 1SFL487102R1311 for UL
246188 | CK08BE411W100-250 | CK Series | CK Contactor 325A AC-1 4P Aux 1NO+1NC 100-250V 50/60Hz AC-DC | Look comments | AF190-40-11-13
246189 | CK08BE411W250-500 | CK Series | CK Contactor 325A AC-1 4P Aux 1NO+1NC 250-500V 50/60Hz AC-DC | Look comments | AF205-40-11-14 | Use AF205-40-11-14 1SFL527102R1411 for IEC applications and AF190-40-11-14 1SFL487102R1411 for UL
246189 | CK08BE411W250-500 | CK Series | CK Contactor 325A AC-1 4P Aux 1NO+1NC 250-500V 50/60Hz AC-DC | Look comments | AF190-40-11-14
246190 | CK09BE411W24-60 | CK Series | CK Contactor 400A AC-1 4P Aux 1NO+1NC 24-60V 50/60Hz AC-DC | Look comments | AF265-40-11-11 | Use AF265-40-11-11 1SFL547102R1111 for IEC applications and AF205-40-11-11 1SFL527102R1111 for UL, BUSBAR FIT VERIFICATION REQUIRED
246190 | CK09BE411W24-60 | CK Series | CK Contactor 400A AC-1 4P Aux 1NO+1NC 24-60V 50/60Hz AC-DC | Look comments | AF205-40-11-11
246191 | CK09BE411W48-130 | CK Series | CK Contactor 400A AC-1 4P Aux 1NO+1NC 48-130V 50/60Hz AC-DC | Look comments | AF265-40-11-12 | Use AF265-40-11-12 1SFL547102R1211 for IEC applications and AF205-40-11-12 1SFL527102R1211 for UL, BUSBAR FIT VERIFICATION REQUIRED
246191 | CK09BE411W48-130 | CK Series | CK Contactor 400A AC-1 4P Aux 1NO+1NC 48-130V 50/60Hz AC-DC | Look comments | AF205-40-11-12
246192 | CK09BE411W100-250 | CK Series | CK Contactor 400A AC-1 4P Aux 1NO+1NC 100-250V 50/60Hz AC-DC | Look comments | AF265-40-11-13 | Use AF265-40-11-13 1SFL547102R1311 for IEC applications and AF205-40-11-13 1SFL527102R1311 for UL, BUSBAR FIT VERIFICATION REQUIRED
246192 | CK09BE411W100-250 | CK Series | CK Contactor 400A AC-1 4P Aux 1NO+1NC 100-250V 50/60Hz AC-DC | Look comments | AF205-40-11-13
246193 | CK09BE411W250-500 | CK Series | CK Contactor 400A AC-1 4P Aux 1NO+1NC 250-500V 50/60Hz AC-DC | Look comments | AF265-40-11-14 | Use AF265-40-11-14 1SFL547102R1411 for IEC applications and AF205-40-11-14 1SFL527102R1411 for UL, BUSBAR FIT VERIFICATION REQUIRED
246193 | CK09BE411W250-500 | CK Series | CK Contactor 400A AC-1 4P Aux 1NO+1NC 250-500V 50/60Hz AC-DC | Look comments | AF205-40-11-14
246194 | CK95BE411W24-60 | CK Series | CK Contactor 500A AC-1 4P Aux 1NO+1NC 24-60V 50/60Hz AC-DC | Look comments | AF305-40-11-11
246195 | CK95BE411W48-130 | CK Series | CK Contactor 500A AC-1 4P Aux 1NO+1NC 48-130V 50/60Hz AC-DC | Look comments | AF305-40-11-12
246196 | CK95BE411W100-250 | CK Series | CK Contactor 500A AC-1 4P Aux 1NO+1NC 100-250V 50/60Hz AC-DC | Look comments | AF305-40-11-13
246197 | CK95BE411W250-500 | CK Series | CK Contactor 500A AC-1 4P Aux 1NO+1NC 250-500V 50/60Hz AC-DC | Look comments | AF305-40-11-14
246198 | CK10CE411W24-60 | CK Series | CK Contactor 600A AC-1 4P Aux 1NO+1NC 24-60V 50/60Hz AC-DC | Look comments | EK550-40-11 | Use EK550-40-11 SK827041-DB for control voltage 24VDC
246198 | CK10CE411W24-60 | CK Series | CK Contactor 600A AC-1 4P Aux 1NO+1NC 24-60V 50/60Hz AC-DC | Look comments | EK550-40-11
246199 | CK10CE411W48-130 | CK Series | CK Contactor 600A AC-1 4P Aux 1NO+1NC 48-130V 50/60Hz AC-DC | Look comments | EK550-40-11 | Use EK550-40-11 SK827041-AD for control voltage 48VAC
246199 | CK10CE411W48-130 | CK Series | CK Contactor 600A AC-1 4P Aux 1NO+1NC 48-130V 50/60Hz AC-DC | Look comments | EK550-40-11
246200 | CK10CE411W100-250 | CK Series | CK Contactor 600A AC-1 4P Aux 1NO+1NC 100-250V 50/60Hz AC-DC | Look comments | EK550-40-11 | Use EK550-40-11 SK827041-EF for control voltage 110VAC
246200 | CK10CE411W100-250 | CK Series | CK Contactor 600A AC-1 4P Aux 1NO+1NC 100-250V 50/60Hz AC-DC | Look comments | EK550-40-11
246201 | CK10CE411W250-500 | CK Series | CK Contactor 600A AC-1 4P Aux 1NO+1NC 250-500V 50/60Hz AC-DC | Look comments | EK550-40-11
246202 | CK11WCE411W24-60 | CK Series | CK Contactor 700A AC-1 4P Aux 1NO+1NC 24-60V 50/60Hz AC-DC | Look comments | Look comments | Ask GPM… Active product with no sales in EPIS 2017 and 2018
246203 | CK11WCE411W48-130 | CK Series | CK Contactor 700A AC-1 4P Aux 1NO+1NC 48-130V 50/60Hz AC-DC | Look comments | Look comments | Ask GPM… Active product with no sales in EPIS 2017 and 2018
246204 | CK11WCE411W100-250 | CK Series | CK Contactor 700A AC-1 4P Aux 1NO+1NC 100-250V 50/60Hz AC-DC | Look comments | EK550-40-11 | Use EK550-40-11 SK827041-EF for control voltage 110VAC
246204 | CK11WCE411W100-250 | CK Series | CK Contactor 700A AC-1 4P Aux 1NO+1NC 100-250V 50/60Hz AC-DC | Look comments | EK550-40-11
246205 | CK11WCE411W250-500 | CK Series | CK Contactor 700A AC-1 4P Aux 1NO+1NC 250-500V 50/60Hz AC-DC | Look comments | EK550-40-11
246206 | CK12BE411W24-60 | CK Series | CK Contactor 1000A AC-1 4P Aux 1NO+1NC 42-48V 50/60Hz AC-DC | Look comments | EK1000-40-11 | Use EK1000-40-11 SK827044-DB for control voltage 24VDC. No replacement for UL application
246206 | CK12BE411W24-60 | CK Series | CK Contactor 1000A AC-1 4P Aux 1NO+1NC 42-48V 50/60Hz AC-DC | Look comments | EK1000-40-11
246207 | CK12BE411W48-130 | CK Series | CK Contactor 1000A AC-1 4P Aux 1NO+1NC 48-130V 50/60Hz AC-DC | Look comments | EK1000-40-11 | Use EK1000-40-11 SK827044-AD for control voltage 48VAC. No replacement for UL application
246207 | CK12BE411W48-130 | CK Series | CK Contactor 1000A AC-1 4P Aux 1NO+1NC 48-130V 50/60Hz AC-DC | Look comments | EK1000-40-11
246208 | CK12BE411W100-250 | CK Series | CK Contactor 1000A AC-1 4P Aux 1NO+1NC 100-250V 50/60Hz AC-DC | Look comments | EK1000-40-11 | Use EK1000-40-11 SK827044-EF for control voltage 110VAC. No replacement for UL application
246208 | CK12BE411W100-250 | CK Series | CK Contactor 1000A AC-1 4P Aux 1NO+1NC 100-250V 50/60Hz AC-DC | Look comments | EK1000-40-11
246209 | CK12BE411W250-500 | CK Series | CK Contactor 1000A AC-1 4P Aux 1NO+1NC 250-500V 50/60Hz AC-DC | Look comments | EK1000-40-11
247006 | CL09D400RWI | CL Series | CL09D400RWI&Cont. 4P 72V +/-30% | Look comments | AF116B-40-22RT-12 | Use AF116B-40-22RT-12 1SFL427262R1222 when required low inrush current
247006 | CL09D400RWI | CL Series | CL09D400RWI&Cont. 4P 72V +/-30% | Look comments | AF116B-40-22RT-12
247007 | RL4RD031TWN | CL Series - RELAY | Aux realy 3 N0+ 1NC 220 DC VWR | Look comments | NF31E-13 | Use NFZ31E-23 1SBH136001R2331 for low inrush current
247007 | RL4RD031TWN | CL Series - RELAY | Aux realy 3 N0+ 1NC 220 DC VWR | Look comments | NFZ31E-23
247008 | CL02DB00TWD | CL Series | CONT. 7,5KW 2NO+2NC 24VDC COIL +/-30% | Look comments | AF16-22-00-11 | Use AF16Z-22-00-21 1SBL176501R2100 when required low inrush current
247008 | CL02DB00TWD | CL Series | CONT. 7,5KW 2NO+2NC 24VDC COIL +/-30% | Look comments | AF16Z-22-00-21
247011 | CL00D310TWI-Rail | CL Series | CL00D310TWI-Rail | Look comments | AF09ZB-30-10-22
247012 | CL01D301TWI | CL Series | CL Contactor 12A AC-3 3P Aux 1NC 72V DC WVR | Look comments | AF12-30-01-12 | Use AF12Z-30-01-22 1SBL156001R2201 when required low inrush current
247012 | CL01D301TWI | CL Series | CL Contactor 12A AC-3 3P Aux 1NC 72V DC WVR | Look comments | AF12Z-30-01-22
247014 | CL01D310TWI | CL Series | CL Contactor 12A AC-3 3P Aux 1NO 72V DC WVR | Look comments | AF12-30-10-12 | Use AF12Z-30-10-22 1SBL156001R2210 when required low inrush current
247014 | CL01D310TWI | CL Series | CL Contactor 12A AC-3 3P Aux 1NO 72V DC WVR | Look comments | AF12Z-30-10-22
247015 | CL01D310TWI-RAIL | CL Series | CL01D310TWI-Rail | Look comments | AF12ZB-30-10-22
247087 | CL03D301MRN-L | CL Series | CL03D301MRN-L Lift Appl. 12kW 230V | Look comments | Look comments | Low Noise contactor. Contact global product manager
247089 | CL45D300MRN-L | CL Series | CL45D300MRN-L Lift Appl. 18,5kW 230V | Look comments | Look comments | Low Noise contactor. Contact global product manager
247090 | CK75CA3111 | CK Series | CK75CA3111 24V 50/60Hz | Look comments | AF146-30-11-11 | Use AF146-30-11B-11 1SFL467002R1111 for busbar connection
247090 | CK75CA3111 | CK Series | CK75CA3111 24V 50/60Hz | Look comments | AF146-30-11B-11
247091 | CK85BA3111 | CK Series | Cont 3P 110kw 24V ac 50/60Hz | Look comments | AF205-30-11-11
247093 | LUV07.10 -85 | EA07 | REVERSING MINI CONATCTOR COIL 48 V AC | Look comments | Look comments | under phase out no replacement GE
247137 | CL03D310MWI | CL Series | Cont.12KW 3P +1NO 72VDC W.V.R | Look comments | AF26-30-00-12 | Use AF26Z-30-00-22 1SBL236001R2200 when required low inrush current
247137 | CL03D310MWI | CL Series | Cont.12KW 3P +1NO 72VDC W.V.R | Look comments | AF26Z-30-00-22
247152 | CSCN30A301N | CL Series - CSCN | CONT CAPCTR BANK COIL 110-115 V 50/60Hz | Look comments | UA50-30-00RA 220-230V 50Hz / 230-240V 60Hz | Add 1 NC front mounted contact type CA51 code 1SBN11R11
247153 | CSCN30A3123 | CL Series - CSCN | CONT CAPCTR BANK COIL 110-115 V 50/60Hz | Look comments | UA50-30-00RA 110...115V 50Hz / 115...127V 60Hz | Use UA50-30-00RA 110...115V 50Hz / 115...127V 60Hz 1SBL351024R8400 for 60Hz applications. Add 1 NO front mounted contact type CA51 code 1SBN11R11 and 1 NO + 1 NC side mounted contact block type CAL511 code 1SBN12R111
247153 | CSCN30A3123 | CL Series - CSCN | CONT CAPCTR BANK COIL 110-115 V 50/60Hz | Look comments | UA50-30-00RA 110...115V 50Hz / 115...127V 60Hz | Add 1 NO front mounted contact type CA51 code 1SBN11R11 and 1 NO + 1 NC side mounted contact block type CAL511 code 1SBN12R111
247154 | CSCN45A312N | CL Series - CSCN | CSCN45A312N | Look comments | UA63-30-00RA 220-230V 50Hz / 230-240V 60Hz | Add 1 NO front mounted contact type CA51 code 1SBN11R11 and 1 NO + 1 NC side mounted contact block type CAL511 code 1SBN12R111
247154 | CSCN45A312N | CL Series - CSCN | CSCN45A312N | Look comments | UA63-30-00RA 230-240V 50Hz / 277V 60Hz | Add 1 NO front mounted contact type CA51 code 1SBN11R11 and 1 NO + 1 NC side mounted contact block type CAL511 code 1SBN12R111
247155 | CSCN45A3203 | CL Series - CSCN | CONT CPCTR BANK COIL 110-115 V 50/60Hz | Look comments | UA63-30-00RA 110...115V 50Hz / 115...127V 60Hz | Use UA63-30-00RA 110...115V 50Hz / 115...127V 60Hz 1SBL371024R8400 for 60Hz applications. Add 2 NO front mounted contact blocks type CA51 code 1SBN11R11
247155 | CSCN45A3203 | CL Series - CSCN | CONT CPCTR BANK COIL 110-115 V 50/60Hz | Look comments | UA63-30-00RA 110...115V 50Hz / 115...127V 60Hz | Add 2 NO front mounted contact blocks type CA51 code 1SBN11R11
247156 | CSCN55A311N | CL Series - CSCN | CONT CPCTR BANK COIL220-230V50Hz227V60Hz | Look comments | UA95-30-00RA 220...230V 50Hz / 230...240V 60Hz | Add 1 NO + 1 NC side mounted contact block type CAL1811 code 1SFN172R111
247157 | CSCN55A320N | CL Series - CSCN | CONT CPCTR BANK COIL220-230V50Hz227V60Hz | Look comments | UA95-30-00RA 220...230V 50Hz / 230...240V 60Hz | Add 2 NO front mounted contact blocks type CA51 code 1SBN11R11
247158 | CSCN70A3113 | CL Series - CSCN | CONT CPCTR BANK COIL 110-115 V 50/60Hz | Look comments | UA110-30-00RA 110...115V 50Hz / 115...127V 60Hz | Use UA110-30-00RA 110...115V 50Hz / 115...127V 60Hz 1SFL451024R8400 for 60Hz applications. Add 1 NO + 1 NC side mounted contact block type CAL1811 code 1SFN172R111
247158 | CSCN70A3113 | CL Series - CSCN | CONT CPCTR BANK COIL 110-115 V 50/60Hz | Look comments | UA110-30-00RA 110...115V 50Hz / 115...127V 60Hz | Add 1 NO + 1 NC side mounted contact block type CAL1811 code 1SFN172R111
247159 | CSCN70A312N | CL Series - CSCN | CSCN70A312N | Look comments | UA110-30-00RA 220...230V 50Hz / 230...240V 60Hz | Add 1 NO front mounted contact type CA51 code 1SBN11R11 and 1 NO + 1 NC side mounted contact block type CAL1811 code 1SFN172R111
247172 | CL25A300TN MP | CL Series | CL25A300TN 11KW 3P 230V 50HZ MP | Look comments | AF26-30-00-13 | Use AF26-30-00-14 1SBL237001R1400 for 277V 60Hz control voltage
247172 | CL25A300TN MP | CL Series | CL25A300TN 11KW 3P 230V 50HZ MP | Look comments | AF26-30-00-14
247174 | CL02D310RWJD-RAIL | CL Series | CL02D310RWJ-Rail | Look comments | AF16ZB-30-10RT-22
247175 | CL08D300MWJ-RAIL | CL Series | CONTACTOR 37KW 3P 110VDC WIDE RANGE RAIL | Look comments | AF75-30-11
247176 | CL10D300RWJ-RAIL | CL Series | CL10D300RWJ-RAIL | Look comments | AF116B-30-22RT-13
247177 | CL06D300MWJD-RAIL | CL Series | CONTACTOR 22kW 3P110VDC WIDE RANGE RAIL | Look comments | AF50-30-11
247184 | LUV 07F.10 -63 | EA07 | REVERSING MINI CONATCTOR COIL 415 /440V | Look comments | Look comments | under phase out no replacement GE
247191 | CSCN25A3105 | CL Series - CSCN | CSCN25A3105 25KVAR 1N0 220V AC | Look comments | UA30-30-10RA 220...230V 50Hz / 230...240V 60Hz
247193 | CSCN30A3105 | CL Series - CSCN | CSCN30A3105 30KVAR 1NO 220V AC | Look comments | UA50-30-00RA 220...230V 50Hz / 230...240V 60Hz | Add 1 NO front mounted contact block type CA51 code 1SBN11R11
247194 | CSCN30A3127 | CL Series - CSCN | CSCN30A3127 30KVAR 240VAC | Look comments | UA50-30-00RA 230-240V 50Hz / 240-260V 60Hz | Add 1 NO front mounted contact type CA51 code 1SBN11R11 and 1 NO + 1 NC side mounted contact block type CAL511 code 1SBN12R111
247195 | CSCN45A3114 | CL Series - CSCN | CSCN45A3114 45KVAR 1NC+ 1NO 120V AC | Look comments | UA63-30-00RA 110...115V 50Hz / 115...127V 60Hz | Add 1 NO + 1 NC side mounted contact block type CAL511 code 1SBN12R111
247196 | CSCN45A3127 | CL Series - CSCN | CSCN45A3127 45KVAR 1N0/2NC 240V AC | Look comments | UA63-30-00RA 230-240V 50Hz / 240-260V 60Hz | Add 1 NO front mounted contact type CA51 code 1SBN11R11 and 1 NO + 1 NC side mounted contact block type CAL511 code 1SBN12R111
247197 | CSCN55A3114 | CL Series - CSCN | CSCN55A3114 55KVAR 1NO+ 1NC 120V AC | Look comments | UA95-30-00RA 110...115V 50Hz / 115...127V 60Hz | Add 1 NO + 1 NC side mounted contact block type CAL1811 code 1SFN172R111
247198 | CSCN55A3117 | CL Series - CSCN | CSCN55A3117 55KVAR 1NO+ 1NC 240V AC | Look comments | UA95-30-11RA 230-240V 50Hz / 240-260V 60Hz | Add 1 NO + 1 NC side mounted contact block type CAL1811 code 1SFN172R111
247199 | CSCN55A3127 | CL Series - CSCN | CSCN55A3127 55KVAR 1NO+ 2NC 240V AC | Look comments | UA95-30-00RA 230-240V 50Hz / 240-260V 60Hz | Add 1 NO front mounted contact type CA51 code 1SBN11R11 and 1 NO + 1 NC side mounted contact block type CAL1811 code 1SFN172R111
247200 | CSCN70A3103 | CL Series - CSCN | CSCN70A3103 70KVAR 1NO 110V AC | Look comments | UA110-30-00RA 110...115V 50Hz / 115...127V 60Hz | Use UA110-30-00RA 110...115V 50Hz / 115...127V 60Hz 1SFL451024R8400 for 60Hz applications. Add 1 NO front mounted contact block type CA51 code 1SBN11R11
247200 | CSCN70A3103 | CL Series - CSCN | CSCN70A3103 70KVAR 1NO 110V AC | Look comments | UA110-30-00RA 110...115V 50Hz / 115...127V 60Hz | Add 1 NO front mounted contact block type CA51 code 1SBN11R11
247201 | CSCN70A3117 | CL Series - CSCN | CSCN70A3117 70KVAR 1NO-1NC 240V AC | Look comments | UA110-30-11RA 230-240V 50Hz / 240-260V 60Hz | Add 1 NO + 1 NC side mounted contact block type CAL1811 code 1SFN172R111
247202 | CSCN70A3127 | CL Series - CSCN | CSCN70A3127 70KVAR 1NO-2NC 240V AC | Look comments | UA110-30-00RA 230-240V 50Hz / 240-260V 60Hz | Add 1 NO front mounted contact type CA51 code 1SBN11R11 and 1 NO + 1 NC side mounted contact block type CAL1811 code 1SFN172R111
247203 | CSCN55A3203 | CL Series - CSCN | CSCN55A3203 55KVAR 2NO BOB. 110V | Look comments | UA95-30-00RA 110...115V 50Hz / 115...127V 60Hz | Use UA95-30-00RA 110...115V 50Hz / 115...127V 60Hz 1SFL431024R8400 for 60Hz applications. Add 2 NO front mounted contact blocks type CA51 code 1SBN11R11
247203 | CSCN55A3203 | CL Series - CSCN | CSCN55A3203 55KVAR 2NO BOB. 110V | Look comments | UA95-30-00RA 110...115V 50Hz / 115...127V 60Hz | Add 2 NO front mounted contact blocks type CA51 code 1SBN11R11
247204 | CSCN12A311U | CL Series - CSCN | CSCN12A311U 12,5KVAR 1NO-1NC 380V | Look comments | UA16-30-10RA 380...400 V 50Hz / 400...415 V 60Hz | Add 1 NO + 1 NC side mounted contact block type CAL511 code 1SBN12R111
247205 | CSCN55A3103 | CL Series - CSCN | CSCN55A3103 55KVAR 1NO BOB. 110V | Look comments | UA95-30-00RA 110...115V 50Hz / 115...127V 60Hz | Use UA95-30-00RA 110...115V 50Hz / 115...127V 60Hz 1SFL431024R8400 for 60Hz applications. Add 1 NO front mounted contact block type CA51 code 1SBN11R11
247205 | CSCN55A3103 | CL Series - CSCN | CSCN55A3103 55KVAR 1NO BOB. 110V | Look comments | UA95-30-00RA 110...115V 50Hz / 115...127V 60Hz | Add 1 NO front mounted contact block type CA51 code 1SBN11R11
247206 | CSCN70A3126 | CL Series - CSCN | CSCN70A3126 70KVAR 1NO +2NC 230V AC | Look comments | UA110-30-00RA 220...230V 50Hz / 230...240V 60Hz | Add 1 NO front mounted contact type CA51 code 1SBN11R11 and 1 NO + 1 NC side mounted contact block type CAL1811 code 1SFN172R111
247207 | CSCN70A3125 | CL Series - CSCN | CSCN70A3125 70KVAR 1NO +2NC 220V AC | Look comments | UA110-30-00RA 220...230V 50Hz / 230...240V 60Hz | Add 1 NO front mounted contact type CA51 code 1SBN11R11 and 1 NO + 1 NC side mounted contact block type CAL1811 code 1SFN172R111
247209 | CSCN55A310W | CL Series - CSCN | CSCN55A310W 55KVAR 1NO 415V 50HZ | Look comments | UA95-30-00RA 400...415V 50Hz / 415...440 V 60Hz | Add 1 NO front mounted contact block type CA51 code 1SBN11R11
247210 | CSCN25A3126 | CL Series - CSCN | CSCN25A3126 25KVAR 1NO+2NC 230V AC | Look comments | UA30-30-10RA 220...230V 50Hz / 230...240V 60Hz | Add 1 NO front mounted contact block type CA51 code 1SBN11R11
247212 | CSCN25A3016 | CL Series - CSCN | CSCN25A3016 25KVAR 1NC 230V AC | Look comments | UA30-30-01RA 220-230V 50Hz / 230-240V 60Hz | Add 1 NC front mounted contact type CA51 code 1SBN11R11
247213 | CSCN30A301U | CL Series - CSCN | CSCN30A301U | Look comments | UA50-30-00RA 380...400 V 50Hz / 400...415 V 60Hz | Add 1 NC front mounted contact type CA51 code 1SBN11R11
247214 | CSCN25A3215 | CL Series - CSCN | CSCN25A3215 25KVAR 2NO +1NC 220V AC | Look comments | UA30-30-10RA 220...230V 50Hz / 230...240V 60Hz | Add 1 NO + 1 NC side mounted contact block type CAL511 code 1SBN12R111
247215 | CSCN45A3115 | CL Series - CSCN | CSCN45A3115 45KVAR 1NO +1NC 220V AC | Look comments | UA63-30-00RA 220...230V 50Hz / 230...240V 60Hz | Add 1 NO + 1 NC side mounted contact block type CAL511 code 1SBN12R111
247216 | CSCN55A3115 | CL Series - CSCN | CSCN55A3115 55KVAR 1NO +1NC 220V AC | Look comments | UA95-30-00RA 220...230V 50Hz / 230...240V 60Hz | Add 1 NO + 1 NC side mounted contact block type CAL1811 code 1SFN172R111
247217 | CSCN70A3115 | CL Series - CSCN | CSCN70A3115 70KVAR 1NO +1NC 220V AC | Look comments | UA110-30-00RA 220...230V 50Hz / 230...240V 60Hz | Add 1 NO + 1 NC side mounted contact block type CAL1811 code 1SFN172R111
247218 | CSCN70A301U | CL Series - CSCN | CSCN70A301U | Look comments | UA110-30-00 380...400 V 50Hz / 400...415 V 60Hz | Add 1 NC front mounted contact type CA51 code 1SBN11R11
247219 | CSCN12A3116 | CL Series - CSCN | CSCN12A3116 12,5KVAR 1NO+1NC 230V AC | Look comments | UA16-30-10RA 220...230V 50Hz / 230...240V 60Hz | Add 1 NO + 1 NC side mounted contact block type CAL511 code 1SBN12R111
247220 | CSCN30A310U | CL Series - CSCN | CSCN30A310U 30KVAR 1NO BOB. 380V | Look comments | UA50-30-00RA 380...400 V 50Hz / 400...415 V 60Hz | Add 1 NO front mounted contact block type CA51 code 1SBN11R11
247221 | CSCN70A310U | CL Series - CSCN | CSCN70A310U 70KVAR 1NO BOB. 380V | Look comments | UA110-30-00 380...400 V 50Hz / 400...415 V 60Hz | Add 1 NO front mounted contact block type CA51 code 1SBN11R11
247222 | CSCN16A3116 | CL Series - CSCN | CSCN16A3116 16,7KVAR 1NO+1NC 230V | Look comments | UA26-30-10RA 220...230V 50Hz / 230...240V 60Hz | Add 1 NO + 1 NC side mounted contact block type CAL511 code 1SBN12R111
247223 | CSCN25A3106 | CL Series - CSCN | CSCN25A3106 25KVAR 1NO BOB. 230V | Look comments | UA30-30-10RA 220...230V 50Hz / 230...240V 60Hz
247224 | CSCN20A321U | CL Series - CSCN | CSCN20A321U 20KVAR 2NO + 1NC BOB. 380V | Look comments | UA26-30-10RA 380...400 V 50Hz / 400...415 V 60Hz | Add 1 NO + 1 NC side mounted contact block type CAL511 code 1SBN12R111
247225 | CSCN55A310U | CL Series - CSCN | CSCN55A310U 55KVAR 1NO BOB. 380V | Look comments | UA95-30-00 380...400 V 50Hz / 400...415 V 60Hz | Add 1 NO front mounted contact block type CA51 code 1SBN11R11
247226 | CSCN25A310U | CL Series - CSCN | CSCN25A310U 25KVAR 1NO BOB. 380V | Look comments | UA30-30-10RA 380...400 V 50Hz / 400...415 V 60Hz
247227 | CSCN45A312U | CL Series - CSCN | CSCN45A312U 45KVAR 1NO+2NC BOB. 380V | Look comments | UA63-30-00RA 380...400 V 50Hz / 400...415 V 60Hz | Add 1 NO front mounted contact type CA51 code 1SBN11R11 and 1 NO + 1 NC side mounted contact block type CAL511 code 1SBN12R111
247228 | CSCN16A311U | CL Series - CSCN | CSCN16A311U 16,7KVAR 1NO +1NC BOB. 380 | Look comments | UA26-30-10RA 380...400 V 50Hz / 400...415 V 60Hz | Add 1 NO + 1 NC side mounted contact block type CAL511 code 1SBN12R111
247229 | CSCN20A312U | CL Series - CSCN | CSCN20A312U 20KVAR 1NO + 2NC BOB. 380V | Look comments | UA26-30-10RA 380...400 V 50Hz / 400...415 V 60Hz | Add 1 NO front mounted contact block type CA51 code 1SBN11R11
247230 | CSCN25A312U | CL Series - CSCN | CSCN25A312U 25KVAR 1NO+ 2NC BOB. 380V | Look comments | UA30-30-10RA 380...400 V 50Hz / 400...415 V 60Hz | Add 1 NO front mounted contact block type CA51 code 1SBN11R11
247232 | CSCN70A311N | CL Series - CSCN | CSCN70A311N 70KVAR 1NC+ 1NO BOB. 230V | Look comments | UA110-30-00RA 220...230V 50Hz / 230...240V 60Hz | Add 1 NO + 1 NC side mounted contact block type CAL1811 code 1SFN172R111
247233 | CSCN70A301N | CL Series - CSCN | CSCN70A301N 70KVAR 1NC BOB. 230V | Look comments | UA110-30-00RA 220...230V 50Hz / 230...240V 60Hz | Add 1 NC front mounted contact type CA51 code 1SBN11R11
247234 | CSCN70A310N | CL Series - CSCN | CSCN70A310N 70KVAR 1NO BOB. 230V | Look comments | UA110-30-00RA 220...230V 50Hz / 230...240V 60Hz | Add 1 NO front mounted contact block type CA51 code 1SBN11R11
247235 | CSCN55A312N | CL Series - CSCN | CSCN55A312N 55KVAR 2NC+ 1NO BOB. 230V | Look comments | UA95-30-00RA 220...230V 50Hz / 230...240V 60Hz | Add 1 NO front mounted contact type CA51 code 1SBN11R11 and 1 NO + 1 NC side mounted contact block type CAL1811 code 1SFN172R111
247238 | CSCN55A301N | CL Series - CSCN | CSCN55A301N 55KVAR 1NC BOB. 230V | Look comments | UA95-30-00RA 220...230V 50Hz / 230...240V 60Hz | Add 1 NC front mounted contact type CA51 code 1SBN11R11
247239 | CSCN55A310N | CL Series - CSCN | CSCN55A310N 55KVAR 1NO BOB. 230V | Look comments | UA95-30-00RA 220...230V 50Hz / 230...240V 60Hz | Add 1 NO front mounted contact block type CA51 code 1SBN11R11
247241 | CSCN45A311N | CL Series - CSCN | CSCN45A311N CAP.SW.45KVAR 1NC | Look comments | UA63-30-00RA 220-230V 50Hz / 230-240V 60Hz | Add 1 NO + 1 NC side mounted contact block type CAL511 code 1SBN12R111
247241 | CSCN45A311N | CL Series - CSCN | CSCN45A311N CAP.SW.45KVAR 1NC | Look comments | UA63-30-00RA 230-240V 50Hz / 277V 60Hz | Add 1 NO + 1 NC side mounted contact block type CAL511 code 1SBN12R111
247242 | CSCN45A320N | CL Series - CSCN | CSCN45A320N CAP.SW.45KVAR 2NO | Look comments | UA63-30-00RA 220-230V 50Hz / 230-240V 60Hz | Add 2 NO front mounted contact blocks type CA51 code 1SBN11R11
247242 | CSCN45A320N | CL Series - CSCN | CSCN45A320N CAP.SW.45KVAR 2NO | Look comments | UA63-30-00RA 230-240V 50Hz / 277V 60Hz | Add 2 NO front mounted contact blocks type CA51 code 1SBN11R11
247243 | CSCN45A301N | CL Series - CSCN | CSCN45A301N 45KVAR 1NC BOB. 230V | Look comments | UA63-30-00RA 220-230V 50Hz / 230-240V 60Hz | Add 1 NC front mounted contact type CA51 code 1SBN11R11
247243 | CSCN45A301N | CL Series - CSCN | CSCN45A301N 45KVAR 1NC BOB. 230V | Look comments | UA63-30-00RA 230-240V 50Hz / 277V 60Hz | Add 1 NC front mounted contact type CA51 code 1SBN11R11
247244 | CSCN45A310N | CL Series - CSCN | CSCN45A310N CONTACTOR CAP.SW.45KVAR 1NO | Look comments | UA63-30-00RA 220-230V 50Hz / 230-240V 60Hz | Add 1 NO front mounted contact block type CA51 code 1SBN11R11
247244 | CSCN45A310N | CL Series - CSCN | CSCN45A310N CONTACTOR CAP.SW.45KVAR 1NO | Look comments | UA63-30-00RA 230-240V 50Hz / 277V 60Hz | Add 1 NO front mounted contact block type CA51 code 1SBN11R11
247245 | CSCN30A312N | CL Series - CSCN | CSCN30A312N 30KVAR 2NC+ 1NO BOB. 230V | Look comments | UA50-30-00RA 220-230V 50Hz / 230-240V 60Hz | Add 1 NO front mounted contact type CA51 code 1SBN11R11 and 1 NO + 1 NC side mounted contact block type CAL511 code 1SBN12R111
247246 | CSCN30A321N | CL Series - CSCN | CSCN30A321N 30KVAR 1NC+ 2NO BOB. 230V | Look comments | UA50-30-00RA 220-230V 50Hz / 230-240V 60Hz | Add 1 NO front mounted contact type CA51 code 1SBN11R11 and 1 NO + 1 NC side mounted contact block type CAL511 code 1SBN12R111
247247 | CSCN30A310N | CL Series - CSCN | CSCN30A310N CAP.SW.30KVAR 1NO | Look comments | UA50-30-00RA 220-230V 50Hz / 230-240V 60Hz | Add 1 NO front mounted contact block type CA51 code 1SBN11R11
247248 | CSCN12A3118 | CL Series - CSCN | CSCN12A3118 CONT CAP.SW 12,5KVAR 440V | Look comments | UA16-30-10RA 400...415V 50Hz / 415...440V 60Hz | Add 1 NO + 1 NC side mounted contact block type CAL511 code 1SBN12R111
247249 | CSCN20A3218 | CL Series - CSCN | CSCN20A3218 CONT CAP.SW 20KVAR 440V | Look comments | UA26-30-10RA 400...415V 50Hz / 415...440V 60Hz | Add 1 NO + 1 NC side mounted contact block type CAL511 code 1SBN12R111
247250 | CSCN45A3118 | CL Series - CSCN | CSCN45A3118 CONT CAP.SW 45KVAR 440V | Look comments | UA63-30-00RA 400...415V 50Hz / 415...440V 60Hz | Add 1 NO + 1 NC side mounted contact block type CAL511 code 1SBN12R111
247251 | CSCN55A3118 | CL Series - CSCN | CSCN55A3118 CONT CAP.SW 55KVAR 440V | Look comments | UA95-30-00RA 400...415V 50Hz / 415...440V 60Hz | Add 1 NO + 1 NC side mounted contact block type CAL1811 code 1SFN172R111
247261 | CSCN55A3126 | CL Series - CSCN | 55KVAR | Look comments | UA95-30-00RA 220...230V 50Hz / 230...240V 60Hz | Add 1 NO front mounted contact type CA51 code 1SBN11R11 and 1 NO + 1 NC side mounted contact block type CAL1811 code 1SFN172R111
247263 | CSCN30A312U | CL Series - CSCN | CSCN30A312U CAP.SW.30KVAR 2NC | Look comments | UA50-30-00RA 380...400 V 50Hz / 400...415 V 60Hz | Add 1 NO front mounted contact type CA51 code 1SBN11R11 and 1 NO + 1 NC side mounted contact block type CAL511 code 1SBN12R111
247270 | CSCN30A310W | CL Series - CSCN | CSCN30A310W 30KVAR 1N/O BOB. 415 V 50 Hz | Look comments | UA50-30-00RA 400...415V 50Hz / 415...440 V 60Hz | Add 1 NO front mounted contact block type CA51 code 1SBN11R11
247270 | CSCN30A310W | CL Series - CSCN | CSCN30A310W 30KVAR 1N/O BOB. 415 V 50 Hz | Look comments | UA50-30-00RA 415-440V 50Hz / 440-460V 60Hz | Add 1 NO front mounted contact block type CA51 code 1SBN11R11
247271 | CSCN30A312W | CL Series - CSCN | CSCN30A312W 30KVAR 415VAC | Look comments | UA50-30-00RA 400...415V 50Hz / 415...440 V 60Hz | Add 1 NO front mounted contact type CA51 code 1SBN11R11 and 1 NO + 1 NC side mounted contact block type CAL511 code 1SBN12R111
247271 | CSCN30A312W | CL Series - CSCN | CSCN30A312W 30KVAR 415VAC | Look comments | UA50-30-00RA 415-440V 50Hz / 440-460V 60Hz | Add 1 NO front mounted contact type CA51 code 1SBN11R11 and 1 NO + 1 NC side mounted contact block type CAL511 code 1SBN12R111
247272 | CSCN45A310W | CL Series - CSCN | CSCN45A310W 45KVAR 1N/O BOB. 415 V 50 Hz | Look comments | UA63-30-00RA 400...415V 50Hz / 415...440 V 60Hz | Add 1 NO front mounted contact block type CA51 code 1SBN11R11
247272 | CSCN45A310W | CL Series - CSCN | CSCN45A310W 45KVAR 1N/O BOB. 415 V 50 Hz | Look comments | UA63-30-00RA 415-440V 50Hz / 440-460V 60Hz | Add 1 NO front mounted contact block type CA51 code 1SBN11R11
247273 | CSCN45A311W | CL Series - CSCN | CSCN45A311W CAP.SW.45KVAR 1N/O | Look comments | UA63-30-00RA 400...415V 50Hz / 415...440V 60Hz | Add 1 NO + 1 NC side mounted contact block type CAL511 code 1SBN12R111
247273 | CSCN45A311W | CL Series - CSCN | CSCN45A311W CAP.SW.45KVAR 1N/O | Look comments | UA63-30-00RA 415-440V 50Hz / 440-460V 60Hz | Add 1 NO + 1 NC side mounted contact block type CAL511 code 1SBN12R111
247275 | CSCN55A311W | CL Series - CSCN | CSCN55A311W CAP.SW.55KVAR 1N/O | Look comments | UA95-30-00RA 400...415V 50Hz / 415...440 V 60Hz | Add 1 NO + 1 NC side mounted contact block type CAL1811 code 1SFN172R111
247276 | CSCN70A310W | CL Series - CSCN | CSCN70A310W 70KVAR 1N/O BOB. 415 V 50 Hz | Look comments | UA110-30-00RA 400...415V 50Hz / 415...440 V 60Hz | Add 1 NO front mounted contact block type CA51 code 1SBN11R11
247277 | CSCN70A311W | CL Series - CSCN | CSCN70A311W CAP.SW 70KVAR 1N | Look comments | UA110-30-00RA 400...415V 50Hz / 415...440 V 60Hz | Add 1 NO + 1 NC side mounted contact block type CAL1811 code 1SFN172R111
247279 | CSCN30A3101G | CL Series - CSCN | CSCN30A3101G LS30KCWN.10 30KVAR 1NO | Look comments | Look comments | Ask GPM… Active product with no sales in EPIS 2017 and 2018
247282 | CSCN12A311NG | CL Series - CSCN | CSCN12A311NG LS12KCWN.11 CAP. | Look comments | Look comments | Ask GPM… Active product with no sales in EPIS 2017 and 2018
247284 | CSCN16A311NG | CL Series - CSCN | CSCN16A311NG LS16KCWN.11 CAP. | Look comments | Look comments | Ask GPM… Active product with no sales in EPIS 2017 and 2018
247285 | CSCN20A310NG | CL Series - CSCN | CSCN20A310NG LS20KCWN.10 CAP. | Look comments | Look comments | Ask GPM… Active product with no sales in EPIS 2017 and 2018
247286 | CSCN25A310NG | CL Series - CSCN | CSCN25A310NG LS25KCWN.10 CAP | Look comments | Look comments | Ask GPM… Active product with no sales in EPIS 2017 and 2018
247289 | CSCN30A310NG | CL Series - CSCN | CSCN30A310NG LS30KCWN.10 CAP | Look comments | Look comments | Ask GPM… Active product with no sales in EPIS 2017 and 2018
247291 | CSCN55A310NG | CL Series - CSCN | CSCN55A310NG LS55KCWN.10 CAP. | Look comments | Look comments | Ask GPM… Active product with no sales in EPIS 2017 and 2018
247292 | CSCN55A311NG | CL Series - CSCN | CSCN55A311NG LS55KCWN.11CAP.S | Look comments | Look comments | Ask GPM… Active product with no sales in EPIS 2017 and 2018
247293 | CSCN55A312NG | CL Series - CSCN | CSCN55A312NG LS55KCWN.12 55KVAR 2NC+ 1N | Look comments | Look comments | Ask GPM… Active product with no sales in EPIS 2017 and 2018
247294 | CSCN70A310NG | CL Series - CSCN | CSCN70A310NG LS70KCWN.10 CAP. | Look comments | Look comments | Ask GPM… Active product with no sales in EPIS 2017 and 2018
247296 | CSCN12A3116G | CL Series - CSCN | CSCN12A3116G LS12KCWN.11CAP.S | Look comments | Look comments | Ask GPM… Active product with no sales in EPIS 2017 and 2018
247298 | CSCN30A3103G | CL Series - CSCN | CSCN30A3103G LS30KCWN.10 30KVAR 1NO COI | Look comments | Look comments | Ask GPM… Active product with no sales in EPIS 2017 and 2018
247299 | CSCN45A3106G | CL Series - CSCN | CSCN45A3106G LS45KCWN.10 30KVAR 1NO COI | Look comments | Look comments | Ask GPM… Active product with no sales in EPIS 2017 and 2018
247300 | CSCN70A3106G | CL Series - CSCN | CSCN70A3106G LS70KCWN.10 70KVAR 1NO 2 | Look comments | Look comments | Ask GPM… Active product with no sales in EPIS 2017 and 2018
247302 | RE1XP | RE Series | RE Independent mounting base adaptor Frame 1 | Look comments | DB19EF
247310 | CL00D311TWDD-RAIL | CL Series | CL00D310TWDD-Rail+BCLF01-Rail | Look comments | AF09ZB-30-10-21
247311 | CL00D311TWID-RAIL | CL Series | CL00D310TWID-RAIL+BCLF01-RAIL | Look comments | AF09ZB-30-10-22
247312 | CL00D311TWJD-RAIL | CL Series | CL00D310TWJD-Rail+BCLF01-Rail | Look comments | AF09ZB-30-10-22
247313 | CL01D311TWDD-RAIL | CL Series | CL01D310TWDD-Rail+BCLF01-Rail | Look comments | AF12ZB-30-10-21
247314 | CL01D311TWID-RAIL | CL Series | CL01D310TWID-RAIL+BCLF01-RAIL | Look comments | AF12ZB-30-10-22
247315 | CL01D311TWJD-RAIL | CL Series | CL01D310TWJD-Rail+BCLF01-Rail | Look comments | AF12ZB-30-10-22
247316 | CL02D311TWDD-RAIL | CL Series | CL02D310TWDD-Rail+BCLF01-Rail | Look comments | AF16ZB-30-10-21
247317 | CL02D311TWID-RAIL | CL Series | CL02D310TWID-RAIL+BCLF01-RAIL | Look comments | AF16ZB-30-10-22
247318 | CL02D311TWJD-RAIL | CL Series | CL02D310TWJD-Rail+BCLF01-Rail | Look comments | AF16ZB-30-10-22
247319 | CL03D311MWDD-RAIL | CL Series | CL03D310MWDD-Rail+BCLF01-Rail | Look comments | AF26ZB-30-00-21
247320 | CL03D311MWID-RAIL | CL Series | CL03D310MWID-Rail+BCLF01-Rail | Look comments | AF26ZB-30-00-22
247321 | CL03D311MWJD-RAIL | CL Series | CL03D310MWJD-Rail+BCLF01-Rail | Look comments | AF26ZB-30-00-22
247322 | CL04D311MWDD-RAIL | CL Series | CL04D310MWDD-Rail+BCLF01-Rail | Look comments | AF30ZB-30-00-21
247323 | CL04D311MWID-RAIL | CL Series | CL04D310MWID-Rail+BCLF01-Rail | Look comments | AF30ZB-30-00-22
247324 | CL04D311MWJD-RAIL | CL Series | CL04D310MWJD-Rail+BCLF01-Rail | Look comments | AF30ZB-30-00-22
247325 | CL04A311MN-RAIL | CL Series | CL04A310MN-RAIL+BCLF 01-RAIL | Look comments | AF30ZB-30-00-23 | Use AF30B-30-00-14 1SBL277061R1400 for 277V 60Hz control voltage
247325 | CL04A311MN-RAIL | CL Series | CL04A310MN-RAIL+BCLF 01-RAIL | Look comments | AF30B-30-00-14
247326 | CL45D311MWDD-RAIL | CL Series | CL45D300MWDD-Rail+BCLF10Rail+BCLF01Rail | Look comments | AF38ZB-30-00-21
247327 | CL45D311MWID-RAIL | CL Series | CL45D300MWID-Rail+BCLF10Rail+BCLF01Rail | Look comments | AF38ZB-30-00-22
247328 | CL45D311MWJD-RAIL | CL Series | CL045300MWJD-Rail+BCLF10Rail+BCLF01Rail | Look comments | AF38ZB-30-00-22
247329 | CL45A311MN-RAIL | CL Series | CL45A300MN-Rail+BCLF10-Rail+BCLF01 -Rail | Look comments | AF38ZB-30-00-23
247330 | CL06D311MWDD-RAIL | CL Series | CL06D300MWDD-Rail+BCLF10Rail+BCLF01Rail | Look comments | AF50-30-11 | Use AF50-30-00 20...60 V DC (coil 72) 1SBL357001R7200 when required low inrush current
247330 | CL06D311MWDD-RAIL | CL Series | CL06D300MWDD-Rail+BCLF10Rail+BCLF01Rail | Look comments | AF50-30-00 20...60 V DC (coil 72)
247331 | CL06D311MWID-RAIL | CL Series | CL06D300MWID-RAIL+BCLF10RAIL+BCLF01RAIL | Look comments | AF50-30-11 | Use AF50-30-00 48...130 V AC/DC (coil 69) 1SBL357001R6900 when required low inrush current
247331 | CL06D311MWID-RAIL | CL Series | CL06D300MWID-RAIL+BCLF10RAIL+BCLF01RAIL | Look comments | AF50-30-00 48...130 V AC/DC (coil 69)
247332 | CL06D311MWJD-RAIL | CL Series | CL06D300MWJD-Rail+BCLF10Rail+BCLF01Rail | Look comments | AF50-30-11 | Use AF50-30-00 48...130 V AC/DC (coil 69) 1SBL357001R6900 when required low inrush current
247332 | CL06D311MWJD-RAIL | CL Series | CL06D300MWJD-Rail+BCLF10Rail+BCLF01Rail | Look comments | AF50-30-00 48...130 V AC/DC (coil 69)
247333 | CL06A311MN-RAIL | CL Series | CL06A300MN-Rail+BCLF10-Rail+BCLF01 -Rail | Look comments | AF50-30-11
247334 | CL07D311MWDD-RAIL | CL Series | CL07D300MWDD-Rail+BCLF10Rail+BCLF01Rail | Look comments | AF63-30-11 | Use AF63-30-00 20...60 V DC (coil 72) 1SBL377001R7200 when required low inrush current
247334 | CL07D311MWDD-RAIL | CL Series | CL07D300MWDD-Rail+BCLF10Rail+BCLF01Rail | Look comments | AF63-30-00 20...60 V DC (coil 72)
247335 | CL07D311MWID-RAIL | CL Series | CL07D300MWID-Rail+BCLF10Rail+BCLF01Rail | Look comments | AF63-30-11 | Use AF63-30-00 48...130 V AC/DC (coil 69) 1SBL377001R6900 when required low inrush current
247335 | CL07D311MWID-RAIL | CL Series | CL07D300MWID-Rail+BCLF10Rail+BCLF01Rail | Look comments | AF63-30-00 48...130 V AC/DC (coil 69)
247336 | CL07D311MWJD-RAIL | CL Series | CL07300MWJD-Rail+BCLF10Rail+BCLF01Rail | Look comments | AF63-30-11 | Use AF63-30-00 48...130 V AC/DC (coil 69) 1SBL377001R6900 when required low inrush current
247336 | CL07D311MWJD-RAIL | CL Series | CL07300MWJD-Rail+BCLF10Rail+BCLF01Rail | Look comments | AF63-30-00 48...130 V AC/DC (coil 69)
247337 | CL07A311MN-RAIL | CL Series | CL07A300MN-Rail+BCLF10-Rail+BCLF01 -Rail | Look comments | AF63-30-11
247338 | CL08D311MWDD-RAIL | CL Series | CL08D300MWDD-Rail+BCLF10Rail+BCLF01Rail | Look comments | AF75-30-11 | Use AF75-30-00 20...60 V DC (coil 72) 1SBL417001R7200 when required low inrush current
247338 | CL08D311MWDD-RAIL | CL Series | CL08D300MWDD-Rail+BCLF10Rail+BCLF01Rail | Look comments | AF75-30-00 20...60 V DC (coil 72)
247339 | CL08D311MWID-RAIL | CL Series | CL08D300MWID-Rail+BCLF10Rail+BCLF01Rail | Look comments | AF75-30-11 | Use AF75-30-00 48...130 V AC/DC (coil 69) 1SBL417001R6900 when required low inrush current
247339 | CL08D311MWID-RAIL | CL Series | CL08D300MWID-Rail+BCLF10Rail+BCLF01Rail | Look comments | AF75-30-00 48...130 V AC/DC (coil 69)
247340 | CL08D311MWJD-RAIL | CL Series | CL08300MWJD-Rail+BCLF10Rail+BCLF01Rail | Look comments | AF75-30-11
247341 | CL08A311MN-RAIL | CL Series | CL08A300MN-Rail+BCLF10-Rail+BCLF01 -Rail | Look comments | AF75-30-11
247342 | CL01D411TWDD-RAIL | CL Series | CL01D400TWDD-Rail+BCLF10Rail+BCLF01Rail | Look comments | AF09ZB-40-00-21
247343 | CL01D411TWID-RAIL | CL Series | CL01D400TWID-Rail+BCLF10Rail+BCLF01Rail | Look comments | AF09ZB-40-00-22
247344 | CL01D411TWJD-RAIL | CL Series | CL01D400TWJD-RAIL+BCLF10Rail+BCLF01Rail | Look comments | AF09ZB-40-00-22
247348 | CL02D411TWDD-RAIL | CL Series | CL02D400TWDD-Rail+BCLF10Rail+BCLF01Rail | Look comments | AF16ZB-40-00-21
247349 | CL02D411TWID-RAIL | CL Series | CL02D400TWID-Rail+BCLF10Rail+BCLF01Rail | Look comments | AF16ZB-40-00-22
247350 | CL02D411TWJD-RAIL | CL Series | CL02D400TWJD-RAIL+BCLF10Rail+BCLF01Rail | Look comments | AF16ZB-40-00-22
247351 | CL03D411MWDD-RAIL | CL Series | CL03D400MWDD-Rail+BCLF10Rail+BCLF01Rail | Look comments | AF26ZB-40-00-21
247352 | CL03D411MWID-RAIL | CL Series | CL03D400MWID-Rail+BCLF10Rail+BCLF01Rail | Look comments | AF26ZB-40-00-22
247353 | CL03D411MWJD-RAIL | CL Series | CL03D400MWJD-RAIL+BCLF10Rail+BCLF01Rail | Look comments | AF26ZB-40-00-22
247354 | CL04D411MWDD-RAIL | CL Series | CL04D400MWDD-Rail+BCLF10Rail+BCLF01Rail | Look comments | AF38ZB-40-00-21
247355 | CL04D411MWID-RAIL | CL Series | CL04D400MWID-Rail+BCLF10Rail+BCLF01Rail | Look comments | AF38ZB-40-00-22
247356 | CL04D411MWJD-RAIL | CL Series | CL04D400MWJD-RAIL+BCLF10Rail+BCLF01Rail | Look comments | AF38ZB-40-00-22
247357 | CL04A411MN-RAIL | CL Series | CL04A400MN-RAIL+BCLF10-RAIL+BCLF01 -RAIL | Look comments | AF38ZB-40-00-23 | Use AF38B-40-00-14 1SBL297261R1400 for 277V 60Hz control voltage
247357 | CL04A411MN-RAIL | CL Series | CL04A400MN-RAIL+BCLF10-RAIL+BCLF01 -RAIL | Look comments | AF38B-40-00-14
247358 | CL05D411MWDD-RAIL | CL Series | CL05D400MWDD-Rail+BCLF10-Rail+BCLF01-Rai | Look comments | AF45-40-00
247359 | CL05D411MWID-RAIL | CL Series | CL05D400MWID-Rail+BCLF10-Rail+BCLF01-Rai | Look comments | AF45-40-00
247360 | CL05D411MWJD-RAIL | CL Series | CL05D400MWJD-Rail+BCLF10-Rail+BCLF01-Rai | Look comments | AF45-40-00
247361 | CL05A411MN-RAIL | CL Series | CL05A400MN-Rail+BCLF10-Rail+BCLF01 -Rail | Look comments | AF45-40-00
247363 | CSCN30D301WD | CL Series - CSCN | CSCN CONATCTOR CSCN30D301WD COIL WD DC | Look comments | Look comments | Ask GPM… Active product with no sales in EPIS 2017 and 2018
247366 | CL07D411MWDD-RAIL | CL Series | CL07D400MWDD-Rail+BCLF10-Rail+BCLF01-Rai | Look comments | AF75-40-00RT 20...60 V DC (coil 72)
247367 | CL07D411MWID-RAIL | CL Series | CL07D400MWID-Rail+BCLF10-Rail+BCLF01-Rai | Look comments | AF75-40-00RT 48...130 V AC/DC (coil 69)
247368 | CL07D411MWJD-RAIL | CL Series | CL07D400MWJD-Rail+BCLF10-Rail+BCLF01-Rai | Look comments | AF75-40-00RT 48...130 V AC/DC (coil 69)
247369 | CL07A411MN-RAIL | CL Series | CL07A400MN-Rail+BCLF10-Rail+BCLF01 -Rail | Look comments | AF75-40-00RT
247370 | CL09D411MWDD-RAIL | CL Series | CL09D400MWDD-Rail+BCLF10-Rail+BCLF01-Rai | Look comments | AF116B-40-22-11
247371 | CL09D411MWID-RAIL | CL Series | CL09D400MWID-Rail+BCLF10-Rail+BCLF01-Rai | Look comments | AF116B-40-22-12
247372 | CL09D411MWJD-RAIL | CL Series | CL09D400MWJD-Rail+BCLF10-Rail+BCLF01-Rai | Look comments | AF116B-40-22-12
247373 | CL09A411MN-RAIL | CL Series | CL09A400MN-Rail+BCLF10-Rail+BCLF01 -Rail | Look comments | AF116B-40-22-13
247374 | CL01DB11TWDD-RAIL | CL Series | CL01DB00TWDD-Rail+BCLF10Rail+BCLF01Rail | Look comments | AF09ZB-22-00-21
247375 | CL01DB11TWID-RAIL | CL Series | CL01DB00TWID-Rail+BCLF10Rail+BCLF01Rail | Look comments | AF09ZB-22-00-22
247376 | CL01DB11TWJD-RAIL | CL Series | CL01DB00TWJD-RAIL+BCLF10Rail+BCLF01Rail | Look comments | AF09ZB-22-00-22
247380 | CL02DB11TWDD-RAIL | CL Series | CL02DB00TWDD-Rail+BCLF10Rail+BCLF01Rail | Look comments | AF16ZB-22-00-21
247381 | CL02DB11TWID-RAIL | CL Series | CL02DB00TWID-Rail+BCLF10Rail+BCLF01Rail | Look comments | AF16ZB-22-00-22
247382 | CL02DB11TWJD-RAIL | CL Series | CL02DB00TWJD-RAIL+BCLF10Rail+BCLF01Rail | Look comments | AF16ZB-22-00-22
247383 | CL03DB11MWDD-RAIL | CL Series | CL03DB00MWDD-Rail+BCLF10Rail+BCLF01Rail | Look comments | AF26ZB-22-00-21
247384 | CL03DB11MWID-RAIL | CL Series | CL03DB00MWID-Rail+BCLF10Rail+BCLF01Rail | Look comments | AF26ZB-22-00-22
247385 | CL03DB11MWJD-RAIL | CL Series | CL03DB00MWJD-RAIL+BCLF10Rail+BCLF01Rail | Look comments | AF26ZB-22-00-22
247386 | CL04DB11MWDD-RAIL | CL Series | CL04DB00MWDD-Rail+BCLF10Rail+BCLF01Rail | Look comments | AF38ZB-22-00-21
247387 | CL04DB11MWID-RAIL | CL Series | CL04DB00MWID-Rail+BCLF10Rail+BCLF01Rail | Look comments | AF38ZB-22-00-22
247388 | CL04DB11MWJD-RAIL | CL Series | CL04DB400MWJD-RAIL+BCLF10Rail+BCLF01Rail | Look comments | AF38ZB-22-00-22
247389 | CL00D311RWDD-RAIL | CL Series | CL00D310RWDD-Rail+BCRF01-Rail | Look comments | AF09ZB-30-10RT-21
247390 | CL00D311RWID-RAIL | CL Series | CL00D310RWID-RAIL+BCRF01-RAIL | Look comments | AF09ZB-30-10RT-22
247391 | CL00D311RWJD-RAIL | CL Series | CL00D310RWJD-Rail+BCRF01-Rail | Look comments | AF09ZB-30-10RT-22
247392 | CL01D311RWDD-RAIL | CL Series | CL01D310RWDD-Rail+BCRF01-Rail | Look comments | AF12ZB-30-10RT-21
247393 | CL01D311RWID-RAIL | CL Series | CL01D310RWID-RAIL+BCRF01-RAIL | Look comments | AF12ZB-30-10RT-22
247394 | CL01D311RWJD-RAIL | CL Series | CL01D310RWJD-Rail+BCRF01-Rail | Look comments | AF12ZB-30-10RT-22
247395 | CL02D311RWDD-RAIL | CL Series | CL02D310RWDD-Rail+BCRF01-Rail | Look comments | AF16ZB-30-10RT-21
247396 | CL02D311RWID-RAIL | CL Series | CL02D310RWID-RAIL+BCRF01-RAIL | Look comments | AF16ZB-30-10RT-22
247397 | CL02D311RWJD-RAIL | CL Series | CL02D310RWJD-Rail+BCRF01-Rail | Look comments | AF16ZB-30-10RT-22
247398 | CL03D311RWDD-RAIL | CL Series | CL03D310RWDD-Rail+BCRF01-Rail | Look comments | AF26ZB-30-00RT-21
247399 | CL03D311RWID-RAIL | CL Series | CL03D310RWID-Rail+BCRF01-Rail | Look comments | AF26ZB-30-00RT-22
247400 | CL03D311RWJD-RAIL | CL Series | CL03D310RWJD-Rail+BCRF01-Rail | Look comments | AF26ZB-30-00RT-22
247401 | CL04D311RWDD-RAIL | CL Series | CL04D310RWDD-Rail+BCRF01-Rail | Look comments | AF30ZB-30-00RT-21
247402 | CL04D311RWID-RAIL | CL Series | CL04D310RWID-Rail+BCRF01-Rail | Look comments | AF30ZB-30-00RT-22
247403 | CL04D311RWJD-RAIL | CL Series | CL04D310RWJD-Rail+BCRF01-Rail | Look comments | AF30ZB-30-00RT-22
247405 | CL45D311RWDD-RAIL | CL Series | CL45D300RWDD-Rail+BCRF10Rail+BCRF01Rail | Look comments | AF38ZB-30-00RT-21
247406 | CL45D311RWID-RAIL | CL Series | CL45D300RWID-Rail+BCRF10Rail+BCRF01Rail | Look comments | AF38ZB-30-00RT-22
247407 | CL45D311RWJD-RAIL | CL Series | CL45D311RWJD-RAIL+BCRF10Rail+BCRF01Rail | Look comments | AF38ZB-30-00RT-22
247408 | CL45A311RN-RAIL | CL Series | CL45A300RN-Rail+BCRF10-Rail+BCRF01 -Rail | Look comments | AF38ZB-30-00RT-23
247409 | CL06D311RWDD-RAIL | CL Series | CL06D300RWDD-Rail+BCRF10Rail+BCRF01Rail | Look comments | AF50-30-00RT 20...60 V DC (coil 72)
247410 | CL06D311RWID-RAIL | CL Series | CL06D300RWID-RAIL+BCRF10RAIL+BCRF01RAIL | Look comments | AF50-30-00RT 48...130 V AC/DC (coil 69)
247411 | CL06D311RWJD-RAIL | CL Series | CL06300RWJD-Rail+BCRF10Rail+BCRF01Rail | Look comments | AF50-30-00RT 48...130 V AC/DC (coil 69)
247412 | CL06A311RN-RAIL | CL Series | CL06A300RN-Rail+BCLR10-Rail+BCLR01 -Rail | Look comments | AF50-30-00RT
247413 | CL07D311RWDD-RAIL | CL Series | CL07D300RWDD-Rail+BCRF10Rail+BCRF01Rail | Look comments | AF63-30-00RT 20...60 V DC (coil 72)
247414 | CL07D311RWID-RAIL | CL Series | CL07D300RWID-Rail+BCRF10Rail+BCRF01Rail | Look comments | AF63-30-00RT 48...130 V AC/DC (coil 69)
247415 | CL07D311RWJD-RAIL | CL Series | CL07300RWJD-Rail+BCRF10Rail+BCRF01Rail | Look comments | AF63-30-00RT 48...130 V AC/DC (coil 69)
247416 | CL07A311RN-RAIL | CL Series | CL07A300RN-Rail+BCRF10-Rail+BCRF01 -Rail | Look comments | AF63-30-00RT
247417 | CL08D311RWDD-RAIL | CL Series | CL08D300RWDD-Rail+BCRF10Rail+BCRF01Rail | Look comments | AF75-30-00RT 20...60 V DC (coil 72)
247418 | CL08D311RWID-RAIL | CL Series | CL08D300RWID-Rail+BCRF10Rail+BCRF01Rail | Look comments | AF75-30-00RT 48...130 V AC/DC (coil 69)
247419 | CL08D311RWJD-RAIL | CL Series | CL08300RWJD-Rail+BCRF10Rail+BCRF01Rail | Look comments | AF75-30-00RT 48...130 V AC/DC (coil 69)
247420 | CL08A311RN-RAIL | CL Series | CL08A300RN-Rail+BCRF10-Rail+BCRF01 -Rail | Look comments | AF75-30-00RT
247421 | CL01D411RWDD-RAIL | CL Series | CL01D400RWDD-Rail+BCRF10-Rail+BCRF01-Rai | Look comments | AF09ZB-40-00RT-21
247422 | CL01D411RWID-RAIL | CL Series | CL01D400RWID-Rail+BCRF10-Rail+BCRF01 -Ra | Look comments | AF09ZB-40-00RT-22
247423 | CL01D411RWJD-RAIL | CL Series | CL01D400RWJD-RAIL+BCRF10-Rail+BCRF01-Rai | Look comments | AF09ZB-40-00RT-22
247424 | CL00D310TWE-RAIL | CL Series | CL00D310TWED-Rail COIL 32VWR | Look comments | AF09ZB-30-10-21
247425 | CL02D310TWE-RAIL | CL Series | CL02D310TWED-Rail COIL 32VWR | Look comments | AF16ZB-30-10-21
247427 | CL02D411RWDD-RAIL | CL Series | CL02D400RWDD-Rail+BCRF10-Rail+BCRF01-Rai | Look comments | AF16ZB-40-00RT-21
247428 | CL02D411RWID-RAIL | CL Series | CL02D400RWID-Rail+BCRF10-Rail+BCRF01 -Ra | Look comments | AF16ZB-40-00RT-22
247429 | CL02D411RWJD-RAIL | CL Series | CL02D400RWJD-RAIL+BCRF10-Rail+BCRF01-Rai | Look comments | AF16ZB-40-00RT-22
247430 | CL03D411RWDD-RAIL | CL Series | CL03D400RWDD-Rail+BCRF10Rail+BCRF01Rail | Look comments | AF26ZB-40-00RT-21
247431 | CL03D411RWID-RAIL | CL Series | CL03D400RWID-Rail+BCRF10Rail+BCRF01Rail | Look comments | AF26ZB-40-00RT-22
247432 | CL03D411RWJD-RAIL | CL Series | CL03D400RWJD-Rail+BCRF10Rail+BCRF01Rail | Look comments | AF26ZB-40-00RT-22
247433 | CL04D411RWDD-RAIL | CL Series | CL04D400RWDD-Rail+BCRF10Rail+BCRF01Rail | Look comments | AF38ZB-40-00RT-21
247434 | CL04D411RWID-RAIL | CL Series | CL04D400RWID-Rail+BCRF10Rail+BCRF01Rail | Look comments | AF38ZB-40-00RT-22
247435 | CL04D411RWJD-RAIL | CL Series | CL04D400RWJD-Rail+BCRF10Rail+BCRF01Rail | Look comments | AF38ZB-40-00RT-22
247436 | CL04A411RN-RAIL | CL Series | CL04A400RN-RAIL+BCRF10-Rail+BCRF01-Rail | Look comments | AF38ZB-40-00RT-23
247437 | CL05D411RWDD-RAIL | CL Series | CL05D400RWDD-Rail+BCRF10-Rail+BCRF01-Rai | Look comments | AF45-40-00RT 20...60 V DC (coil 72)
247438 | CL05D411RWID-RAIL | CL Series | CL05D400RWID-Rail+BCRF10-Rail+BCRF01-Rai | Look comments | AF45-40-00RT 48...130 V AC/DC (coil 69)
247439 | CL05D411RWJD-RAIL | CL Series | CL05D400RWJD-RAIL+BCRF10-Rail+BCRF01-Rai | Look comments | AF45-40-00RT 48...130 V AC/DC (coil 69)
247440 | CL05A411RN-RAIL | CL Series | CL05A400RN-RAIL+BCLR10-Rail+BCLR01-Rail | Look comments | AF45-40-00RT 100...250 V AC/DC (coil 70)
247442 | CL25D300TWG | CL Series | Contactors 25A 3 Poles coil 48V dc WVR | Look comments | AF26-30-00-11 | Use AF26Z-30-00-21 1SBL236001R2100 when required low inrush current
247442 | CL25D300TWG | CL Series | Contactors 25A 3 Poles coil 48V dc WVR | Look comments | AF26Z-30-00-21
247444 | CL02D301TWG | CL Series | Contactors 18A 3 Poles coil 48V dc WVR | Look comments | AF16-30-01-11 | Use AF16Z-30-01-21 1SBL176001R2101 when required low inrush current
247444 | CL02D301TWG | CL Series | Contactors 18A 3 Poles coil 48V dc WVR | Look comments | AF16Z-30-01-21
247445 | CL07D411RWDD-RAIL | CL Series | CL07D400RWDD-Rail+BCRF10-Rail+BCRF01-Rai | Look comments | AF75-40-00RT 20...60 V DC (coil 72)
247446 | CL07D411RWID-RAIL | CL Series | CL07D400RWID-Rail+BCRF10-Rail+BCRF01-Rai | Look comments | AF75-40-00RT 48...130 V AC/DC (coil 69)
247447 | CL07D411RWJD-RAIL | CL Series | CL07D400RWJD-RAIL+BCRF10-Rail+BCRF01-Rai | Look comments | AF75-40-00RT 48...130 V AC/DC (coil 69)
247448 | CL07A411RN-RAIL | CL Series | CL07A400RN-RAIL+BCRF10-Rail+BCRF01-Rail | Look comments | AF75-40-00RT
247449 | CL09D411RWDD-RAIL | CL Series | CL09D400RWDD-Rail+BCRF10-Rail+BCRF01-Rai | Look comments | AF116B-40-22RT-11
247450 | CL09D411RWID-RAIL | CL Series | CL09D400RWID-Rail+BCRF10-Rail+BCRF01-Rai | Look comments | AF116B-40-22RT-12
247451 | CL09D411RWJD-RAIL | CL Series | CL09D400RWJD-RAIL+BCRF10-Rail+BCRF01-Rai | Look comments | AF116B-40-22RT-12
247452 | CL09A411RN-RAIL | CL Series | CL09A400RN-RAIL+BCRF10-Rail+BCRF01-Rail | Look comments | AF116B-40-22RT-13
247453 | CL01DB00RWDD-RAIL | CL Series | CL01DB00RWDD-Rail+BCRF10-Rail+BCRF01-Rai | Look comments | AF09ZB-22-00RT-21
247454 | CL01DB11RWID-RAIL | CL Series | CL01DB00RWID-Rail+BCRF10-Rail+BCRF01 -Ra | Look comments | AF09ZB-22-00RT-22
247455 | CL01DB11RWJD-RAIL | CL Series | CL01DB00RWJD-RAIL+BCRF10-Rail+BCRF01-Rai | Look comments | AF09ZB-22-00RT-22
247459 | CL02DB11RWDD-RAIL | CL Series | CL02DB00RWDD-Rail+BCRF10-Rail+BCRF01-Rai | Look comments | AF16ZB-22-00RT-21
247460 | CL02DB11RWID-RAIL | CL Series | CL02DB00RWID-Rail+BCRF10-Rail+BCRF01 -Ra | Look comments | AF16ZB-22-00RT-22
247461 | CL02DB11RWJD-RAIL | CL Series | CL02DB00RWJD-RAIL+BCRF10-Rail+BCRF01-Rai | Look comments | AF16ZB-22-00RT-22
247462 | CL03DB11RWDD-RAIL | CL Series | CL03DB00RWDD-Rail+BCRF10Rail+BCRF01Rail | Look comments | AF26ZB-22-00RT-21
247463 | CL03DB11RWID-RAIL | CL Series | CL03DB00RWID-Rail+BCRF10Rail+BCRF01Rail | Look comments | AF26ZB-22-00RT-22
247464 | CL03DB11RWJD-RAIL | CL Series | CL03DB00RWJD-Rail+BCRF10Rail+BCRF01Rail | Look comments | AF26ZB-22-00RT-22
247465 | CL04DB11RWDD-RAIL | CL Series | CL04DB00RWDD-Rail+BCRF10Rail+BCRF01Rail | Look comments | AF38ZB-22-00RT-21
247466 | CL04DB11RWID-RAIL | CL Series | CL04DB00RWID-Rail+BCRF10Rail+BCRF01Rail | Look comments | AF38ZB-22-00RT-22
247467 | CL04DB11RWJD-RAIL | CL Series | CL04B400RWJD-Rail+BCRF10Rail+BCRF01Rail | Look comments | AF38ZB-22-00RT-22
247518 | CL01D301TWED-RAIL | CL Series | CL01D301TWED-Rail COIL 32VWR | Look comments | AF12ZB-30-10-21
247519 | CL00D301TWED-RAIL | CL Series | CL00D301TWED-Rail COIL 32VWR | Look comments | AF09ZB-30-01-21
247756 | CL00D310TWK | CL Series | CONT. 3 POLES + 1NO , COIL 125V DC +-3 | Look comments | AF09-30-10-13 | Use AF09Z-30-10-23 1SBL136001R2310 when required low inrush current
247756 | CL00D310TWK | CL Series | CONT. 3 POLES + 1NO , COIL 125V DC +-3 | Look comments | AF09Z-30-10-23
247758 | CL02D310TWID-RAIL | CL Series | CL02D310TWID-RAIL (72V DC +- 30%) | Look comments | AF16ZB-30-10-22
247782 | CK75CE300WHT | CK Series | CK75CE300WHT FER GET | Look comments | AF146-30-11-13 | Use AF146-30-11B-13 1SFL467002R1311 for busbar connection
247782 | CK75CE300WHT | CK Series | CK75CE300WHT FER GET | Look comments | AF146-30-11B-13
247786 | CL02D301RWDD-RAIL | CL Series | Contactor 7,5 kw with diode 24VDC | Look comments | AF16ZB-30-01RT-21
247787 | CL00D310RWDD-RAIL | CL Series | Contactor 5,5 kw with diode 24VDC | Look comments | AF09ZB-30-10RT-21
247790 | RL4RD031RWD | CL Series - RELAY | Aux realy 3 N0+ 1NC 24 DC VWR RING TE | Look comments | NFZB31ERT-21
247791 | CE09BA311N-SEM | CK Series | CK09BE311N-SEM CONT 132KW 220V W/O E M | Look comments | AF265-30-11-13
247792 | CE10CA311N-SEM | CK Series | CK10CE311N-SEM CONT 220KW 220V W/O E M | Look comments | AF460-30-11-70
247793 | CE12CA311N-SEM | CK Series | CK12CE311N-SEM CONT 375 KW220V W/O E M | Look comments | AF750-30-11
247795 | RETC | RE Series | RE Transparent cover for pushbutton reset Frames 1 up to 3 | Look comments | Look comments | No Need
247810 | CSCN70A3104 | CL Series - CSCN | CONT. CAP.70KVAR 1NO COIL 120V 50/60 Hz | Look comments | UA110-30-00RA 110...115V 50Hz / 115...127V 60Hz | Add 1 NO front mounted contact block type CA51 code 1SBN11R11
247817 | CL08EB00MWDG | AEG Contactors | CL08EB00GWD LSK37.22.00-WD 50/50HZz,DC | Look comments | AF80-22-00-11
247846 | CSCN45A3103 | CL Series - CSCN | CSCN45A3103 | Look comments | UA63-30-00RA 110...115V 50Hz / 115...127V 60Hz | Use UA63-30-00RA 110...115V 50Hz / 115...127V 60Hz 1SBL371024R8400 for 60Hz applications. Add 1 NO front mounted contact block type CA51 code 1SBN11R11
247846 | CSCN45A3103 | CL Series - CSCN | CSCN45A3103 | Look comments | UA63-30-00RA 110...115V 50Hz / 115...127V 60Hz | Add 1 NO front mounted contact block type CA51 code 1SBN11R11
247847 | CSCN45A3104 | CL Series - CSCN | CSCN45A3104 | Look comments | UA63-30-00RA 110...115V 50Hz / 115...127V 60Hz | Add 1 NO front mounted contact block type CA51 code 1SBN11R11
247849 | CSCN30A3215 | CL Series - CSCN | CSCN30A3215 | Look comments | UA50-30-00RA 220...230V 50Hz / 230...240V 60Hz | Add 1 NO front mounted contact type CA51 code 1SBN11R11 and 1 NO + 1 NC side mounted contact block type CAL511 code 1SBN12R111
247850 | CSCN25A3125 | CL Series - CSCN | CSCN25A3125 | Look comments | UA30-30-10RA 220...230V 50Hz / 230...240V 60Hz | Add 1 NO front mounted contact block type CA51 code 1SBN11R11
247851 | CSCN55A3125 | CL Series - CSCN | CSCN55A3125 | Look comments | UA95-30-00RA 220...230V 50Hz / 230...240V 60Hz | Add 1 NO front mounted contact type CA51 code 1SBN11R11 and 1 NO + 1 NC side mounted contact block type CAL1811 code 1SFN172R111
247852 | 910-302-015-990 | EA07 | LS07-4 24VDC (67,5 - 135%) | Look comments | Look comments | under phase out no replacement GE
247853 | KM6EWJ-B | CL Series | Special E.M box for bombardier | Look comments | Look comments | Ask GPM… Active product with no sales in EPIS 2017 and 2018
247854 | CK09BE411GWJB | AEG Contactors | LS 132K-4.11 | Look comments | AF265-40-11-12 | Use AF265-40-11-12 1SFL547102R1211 for IEC applications and AF205-40-11-12 1SFL527102R1211 for UL, BUSBAR FIT VERIFICATION REQUIRED
247854 | CK09BE411GWJB | AEG Contactors | LS 132K-4.11 | Look comments | AF205-40-11-12
247856 | CL01A301T3MP | CL Series | Cont12A 3Poles,1nc,Coil110 VAC MULP PAC. | Look comments | AF12-30-01-13
247857 | CL02A301T3MP | CL Series | Cont.18A 3Poles,1nc,Coil110VAC MULP PAC. | Look comments | AF16-30-01-13
247858 | CL04A301M3MP | CL Series | Cont.32A 3 Poles,1nc,Coil 110VAC MP | Look comments | AF30-30-00-13
247869 | RL4RD031TWG | CL Series - RELAY | Aux contactor 3 NO+1NC COIL 48 VDC WR | Look comments | NF31E-11 | Use NFZ31E-21 1SBH136001R2131 for low inrush current
247869 | RL4RD031TWG | CL Series - RELAY | Aux contactor 3 NO+1NC COIL 48 VDC WR | Look comments | NFZ31E-21
247870 | RL4RD040TWG | CL Series - RELAY | Aux contactor 4 NO COIL 48 VDC WR | Look comments | NF40E-11 | Use NFZ40E-21 1SBH136001R2140 for low inrush current
247870 | RL4RD040TWG | CL Series - RELAY | Aux contactor 4 NO COIL 48 VDC WR | Look comments | NFZ40E-21
247873 | CSCN30A3104 | CL Series - CSCN | CAP.SW. 30KVAR 1NO COIL120V 50/60Hz | Look comments | UA50-30-00RA 110...115V 50Hz / 115...127V 60Hz | Add 1 NO front mounted contact block type CA51 code 1SBN11R11
247875 | BSLR2R-W | CL Series | BSLR2R-W BLOQ.ANT.COND. 130-250Vac | Look comments | Look comments | No Need
247880 | CL00D301TWGD-RAIL | CL Series | CL00D301TWGD-RAIL coil 48VDC spec trans | Look comments | AF09ZB-30-01-21
247881 | CL02D310TWGD-RAIL | CL Series | CL02D310TWGD-RAIL coil 48 VDC special tr | Look comments | AF16ZB-30-10-21
247882 | CL04D310MWGD-RAIL | CL Series | CL04D310MWGD-RAIL coil 48 VDC special tr | Look comments | AF30ZB-30-00-21
247883 | CL45D300MWGD-RAIL | CL Series | CL45D300MWGD-RAIL coil 48 VDC special tr | Look comments | AF38ZB-30-00-21
247884 | CL10A300M4-D | CL Series | Contactor 105A Coil 120VAC for Danfoss | Look comments | AF116-30-00-13
247897 | RL4RD040TWK | CL Series - RELAY | Aux contactor 4NO COIL 125 VDC WR | Look comments | NF40E-13 | Use NFZ40E-23 1SBH136001R2340 for low inrush current
247897 | RL4RD040TWK | CL Series - RELAY | Aux contactor 4NO COIL 125 VDC WR | Look comments | NFZ40E-23
247904 | LS7K.04 | AEG Contactors | Contactor LS7K.04 220VAC EEC ONLY | Look comments | AF16-40-00-13
247924 | RL4RA022T15 | CL Series - RELAY | AUX Contactor 2no+2nc coil 480v 50/60Hz | Look comments | NF22E-14
247927 | CSCN55A3104 | CL Series - CSCN | CONTACTOR CAP.SW. 55KVAR 1NO | Look comments | UA95-30-00RA 110...115V 50Hz / 115...127V 60Hz | Add 1 NO front mounted contact block type CA51 code 1SBN11R11
247928 | SU620DTRD | CL Series | SU-620 conatctor 630A 2NO TR rail/24VDC | Look comments | Look comments | Ask GPM… Active product with no sales in EPIS 2017 and 2018
247934 | CL09A400RU | CL Series | CL09A400RU 380-400V 50Hz - Ring terminal | Look comments | Look comments | Product Gap 380V 50Hz/ 480V 60Hz Coil
247935 | CL01D301TWG | CL Series | Contactor CL01D301TWG WR COIL 48VDC | Look comments | AF12-30-01-11 | Use AF12Z-30-01-21 1SBL156001R2101 when required low inrush current
247935 | CL01D301TWG | CL Series | Contactor CL01D301TWG WR COIL 48VDC | Look comments | AF12Z-30-01-21
247936 | CL04D400RWI | CL Series | Contactor CL04D400RWI WR COIL 72VDC | Look comments | AF38ZB-40-00RT-22
247939 | RL4RD022TWN | CL Series - RELAY | RL Auxiliary contactor 20A 2NO+2NC Screw terminal 220V DC WVR | Look comments | NF22E-13 | Use NFZ22E-23 1SBH136001R2322 for low inrush current
247939 | RL4RD022TWN | CL Series - RELAY | RL Auxiliary contactor 20A 2NO+2NC Screw terminal 220V DC WVR | Look comments | NFZ22E-23
247947 | CL01A400T6MP-X | CL Series | Contactor CL01A400T6MP-X COIL 230 VAC | Look comments | AF09-40-00-13
247951 | CL03A310M13 | CL Series | Contactor CL03A310M13 Coil 400V 50/60 Hz | Look comments | AF26-30-00-14
247952 | CL06A300M13 | CL Series | Contactor CL06A300M13 Coil 400V 50/60 Hz | Look comments | AF52-30-00-14
247960 | CL02A301T6MP | CL Series | CL02A301T6MP | Look comments | AF16-30-01-13
247961 | CL45A300M3MP | CL Series | CL45A300M3MP | Look comments | AF38-30-00-13 | Use AF40-30-00-13 1SBL347001R1300 for AC-3 applications above 38A
247961 | CL45A300M3MP | CL Series | CL45A300M3MP | Look comments | AF40-30-00-13
247962 | LB4A13 | CL Series | Coil 50 to 105A 400Vac 50/60Hz | Look comments | Look comments | No Coil Spare part available
247963 | CSCN45A3111 | CL Series - CSCN | CSCN45A3111 COIL 24V AC 50/60 Hz | Look comments | UA63-30-00RA 24V 50Hz / 24V 60Hz | Add 1 NO + 1 NC side mounted contact block type CAL511 code 1SBN12R111
247971 | CK85BE311N-UPS | CK Series | CK85BE311N CONT. 220-250V50-60 DC | Look comments | AF205-30-11-13
247973 | CK12BE311N-UPS | CK Series | CK12BE311N CONT. 220-250V50-60 DC. | Look comments | AF750-30-11 | Use AF580-30-11 1SFL617001R7011 for UL or IEC up to 315kW AC-3 at 400V
247973 | CK12BE311N-UPS | CK Series | CK12BE311N CONT. 220-250V50-60 DC. | Look comments | AF580-30-11
247974 | CK95BE311U-UPS | CK Series | CK95BE311U CONT. 380-415V50-60 DC | Look comments | AF305-30-11-14
247975 | CK95BE311N-UPS | CK Series | Contactor AC/DC_450A/220-250V_3P_UL+Aux | Look comments | AF305-30-11-13
247976 | CK95BE311J-UPS | CK Series | CK95BE311J Contactor AC/DC_450A/110-127V | Look comments | AF305-30-11-13
247978 | CK12BE311Y-UPS | CK Series | CK12BE311Y CONT. 440-500V AC/DC | Look comments | AF750-30-11 | Use AF580-30-11 1SFL617001R7111 for UL or IEC up to 315kW AC-3 at 400V
247978 | CK12BE311Y-UPS | CK Series | CK12BE311Y CONT. 440-500V AC/DC | Look comments | AF580-30-11
247979 | CK75CE311N-UPS | CK Series | CK75CE311N CONT. 220-250V DC | Look comments | AF146-30-11-13 | Use AF146-30-11B-13 1SFL467002R1311 for busbar connection
247979 | CK75CE311N-UPS | CK Series | CK75CE311N CONT. 220-250V DC | Look comments | AF146-30-11B-13
247980 | CK08CE311Y-UPS | CK Series | CK08CE311N CONT. 440-500V50-60 DC | Look comments | AF205-30-11-14 | Use AF205-30-11-14 1SFL527002R1411 for IEC applications and AF190-30-11-14 1SFL487002R1411 for UL
247980 | CK08CE311Y-UPS | CK Series | CK08CE311N CONT. 440-500V50-60 DC | Look comments | AF190-30-11-14
247981 | CK95BE311Y-UPS | CK Series | CK95BE311Y CONT. 440-500V50/60 AC/DC | Look comments | AF305-30-11-14
247982 | CK75CE311WD-UPS | CK Series | CK75CE311WD 75kW (24V DC, 70-130%Un) | Look comments | AF146-30-11-11 | Use AF146-30-11B-11 1SFL467002R1111 for busbar connection
247982 | CK75CE311WD-UPS | CK Series | CK75CE311WD 75kW (24V DC, 70-130%Un) | Look comments | AF146-30-11B-11
247983 | CK11CE311Y-UPS | CK Series | CK11CE311Y CONT. 440-500V50-60 DC. | Look comments | AF580-30-11 | Use AF460-30-11 Coil 250-500V 1SFL597001R7111 for UL application and IEC up to 250kW AC-3 at 400V
247983 | CK11CE311Y-UPS | CK Series | CK11CE311Y CONT. 440-500V50-60 DC. | Look comments | AF460-30-11 Coil 250-500V
247984 | CK10CE311Y-UPS | CK Series | CK10CE311Y CONT. 440-500V50-60 DC. | Look comments | AF370-30-11-14 | Use AF460-30-11 Coil 250-500V 1SFL597001R7111 above 200kW AC-3 at 400V
247984 | CK10CE311Y-UPS | CK Series | CK10CE311Y CONT. 440-500V50-60 DC. | Look comments | AF460-30-11 Coil 250-500V
247985 | CK08CE311J-UPS | CK Series | CK08CE311J Contactor AC/DC_450A/110-127V | Look comments | AF205-30-11-13 | Use AF205-30-11-13 1SFL527002R1311 for IEC applications and AF190-30-11-13 1SFL487002R1311 for UL
247985 | CK08CE311J-UPS | CK Series | CK08CE311J Contactor AC/DC_450A/110-127V | Look comments | AF190-30-11-13
247986 | CK08CE311WD-UPS | CK Series | CK08CE311WD 75kW (24V DC, 70-130%Un) | Look comments | AF205-30-11-11 | Use AF205-30-11-11 1SFL527002R1111 for IEC applications and AF190-30-11-11 1SFL487002R1111 for UL
247986 | CK08CE311WD-UPS | CK Series | CK08CE311WD 75kW (24V DC, 70-130%Un) | Look comments | AF190-30-11-11
247990 | EA07A310S024 | EA07 | EA Cont 7,3A AC-3 3P Aux 1NO Screw terminal 24V 50Hz/24V 60Hz | Look comments | B6-30-10-01
247991 | EA07A301S024 | EA07 | EA Cont 7,3A AC-3 3P Aux 1NC Screw terminal 24V 50Hz/24V 60Hz | Look comments | B6-30-01-01
247992 | EA07A310S048 | EA07 | EA Cont 7,3A AC-3 3P Aux 1NO Screw terminal 48V 50Hz/48V 60Hz | Look comments | B6-30-10-03
247993 | EA07A301S048 | EA07 | EA Cont 7,3A AC-3 3P Aux 1NC Screw terminal 48V 50Hz/48V 60Hz | Look comments | B6-30-01-03
247994 | EA07A310S110 | EA07 | EA Cont 7,3A AC-3 3P Aux 1NO Screw terminal 110V 50Hz/110V 60Hz | Look comments | B6-30-10-84
247995 | EA07A301S110 | EA07 | EA Cont 7,3A AC-3 3P Aux 1NC Screw terminal 110V 50Hz/110V 60Hz | Look comments | B6-30-01-84
247996 | EA07A310S230 | EA07 | EA Cont 7,3A AC-3 3P Aux 1NO Screw terminal 230V 50Hz/230V 60Hz | Look comments | B6-30-10-80
247997 | EA07A301S230 | EA07 | EA Cont 7,3A AC-3 3P Aux 1NC Screw terminal 230V 50Hz/230V 60Hz | Look comments | B6-30-01-80
247998 | EA07D310S024 | EA07 | EA Contactor 7,3A AC-3 3P Aux 1NO Screw terminal 24V DC | Look comments | BC6-30-10-01
247999 | EA07D301S024 | EA07 | EA Contactor 7,3A AC-3 3P Aux 1NC Screw terminal 24V DC | Look comments | BC6-30-01-01
248000 | EA07D310S110 | EA07 | EA Contactor 7,3A AC-3 3P Aux 1NO Screw terminal 110V DC | Look comments | BC6-30-10-04
248001 | EA07D301S110 | EA07 | EA Contactor 7,3A AC-3 3P Aux 1NC Screw terminal 110V DC | Look comments | BC6-30-01-04
248002 | EA07A310I230 | EA07 | EA Cont 7,3A AC-3 3P Aux 1NO P/C terminal 230V 50Hz/230V 60Hz | Look comments | B6-30-10-P-80
248003 | EA07A301I230 | EA07 | EA Cont 7,3A AC-3 3P Aux 1NC P/C terminal 230V 50Hz/230V 60Hz | Look comments | B6-30-01-P-80
248004 | EA07A310I024 | EA07 | EA Contactor 7,3A AC-3 3P Aux 1NO P/C terminal 24V 50Hz/24V 60Hz | Look comments | B6-30-10-P-01
248005 | EA07A301I024 | EA07 | EA Contactor 7,3A AC-3 3P Aux 1NC P/C terminal 24V 50Hz/24V 60Hz | Look comments | B6-30-01-P-01
248006 | EA07D310I024 | EA07 | EA Contactor 7,3A AC-3 3P Aux 1NO P/C terminal 48V DC | Look comments | BC6-30-10-P-01 | Use BC6-30-10-P-1.4-81 GJL1213009R8101 for coil consumption of 1,4W
248006 | EA07D310I024 | EA07 | EA Contactor 7,3A AC-3 3P Aux 1NO P/C terminal 48V DC | Look comments | BC6-30-10-P-1.4-81
248007 | EA07D301I024 | EA07 | EA Contactor 7,3A AC-3 3P Aux 1NC P/C terminal 48V DC | Look comments | BC6-30-01-P-01 | Use BC6-30-01-P-1.4-81 GJL1213009R8011 for coil consumption of 1,4W
248007 | EA07D301I024 | EA07 | EA Contactor 7,3A AC-3 3P Aux 1NC P/C terminal 48V DC | Look comments | BC6-30-01-P-1.4-81
248008 | EA07D310I110 | EA07 | EA Contactor 7,3A AC-3 3P Aux 1NO P/C terminal 110V DC | Look comments | BC6-30-10-P-04
248009 | EA07D301I110 | EA07 | EA Contactor 7,3A AC-3 3P Aux 1NC P/C terminal 110V DC | Look comments | BC6-30-01-P-04
248069 | CK08CA3111 | CK Series | Contactor CK08 COIL 24V 50/60hz | Look comments | AF205-30-11-11 | Use AF205-30-11-11 1SFL527002R1111 for IEC applications and AF190-30-11-11 1SFL487002R1111 for UL
248069 | CK08CA3111 | CK Series | Contactor CK08 COIL 24V 50/60hz | Look comments | AF190-30-11-11
248070 | CL09D400MWN | CL Series | Contactor CL09D400 coil 220 V DC | Look comments | AF116-40-00-13
248076 | CL01D400TWT | CL Series | Contactor CL01D 4POL NA COIL 250V DC WVR | Look comments | AF09Z-40-00-20
248077 | CL03D400MWT | CL Series | Contactor CL03D 4POL NA COIL 250V DC WVR | Look comments | AF26-40-00-13 | Use AF26Z-40-00-23 1SBL236201R2300 when required low inrush current
248077 | CL03D400MWT | CL Series | Contactor CL03D 4POL NA COIL 250V DC WVR | Look comments | AF26Z-40-00-23
248078 | CL04D400MWT | CL Series | Contactor CL04D 4POL NA COIL 250V DC WVR | Look comments | AF38-40-00-13 | Use AF38Z-40-00-23 1SBL296201R2300 when required low inrush current
248078 | CL04D400MWT | CL Series | Contactor CL04D 4POL NA COIL 250V DC WVR | Look comments | AF38Z-40-00-23
248079 | CL05D400MWT | CL Series | Contactor CL05D 4POL NA COIL 250V DC WVR | Look comments | AF52-40-00-11 | Use AF80-40-00-11 1SBL397201R1100 for UL general use application higher than 80 A
248079 | CL05D400MWT | CL Series | Contactor CL05D 4POL NA COIL 250V DC WVR | Look comments | AF80-40-00-11
248082 | CL02D400RWE | CL Series | CL02D400RWE Coil 33VDC | Look comments | AF16ZB-40-00RT-21
248083 | BCLL11-K | CL Series | CK LATERAL AUX. CONT. 1NO 1NC SHOCKPROOF | Look comments | CAL4-11
248087 | BCLL11MP | CL Series | CL LATERAL CONTACT BLOCK 1NO+1NC MP | Look comments | CAL4-11
248095 | CSCN70A3128 | CL Series - CSCN | CSCN70A3128 C.70KVAR 1NO2NC 440VAC50/60H | Look comments | UA110-30-00RA 400...415V 50Hz / 415...440V 60Hz | Add 1 NO front mounted contact type CA51 code 1SBN11R11 and 1 NO + 1 NC side mounted contact block type CAL1811 code 1SFN172R111
248097 | CSCN12A3028 | CL Series - CSCN | CONT. 12,5KVAR 2NO 440V AC V 50/60HZ | Look comments | UA16-30-10RA 400...415V 50Hz / 415...440V 60Hz | Add 1 NO + 1 NC side mounted contact block type CAL511 code 1SBN12R111
248098 | CSCN20A3128 | CL Series - CSCN | CONT. 20KVAR 1NO-2NC 440V AC V 50/60HZ | Look comments | UA26-30-10RA 400...415V 50Hz / 415...440V 60Hz | Add 1 NO front mounted contact block type CA51 code 1SBN11R11
248099 | CSCN30A3128 | CL Series - CSCN | CONT. 30KVAR 1NO-2NC 440V AC V 50/60HZ | Look comments | UA50-30-00RA 400...415V 50Hz / 415...440V 60Hz | Add 1 NO front mounted contact type CA51 code 1SBN11R11 and 1 NO + 1 NC side mounted contact block type CAL511 code 1SBN12R111
248100 | CSCN45A3128 | CL Series - CSCN | CONT. 45KVAR 1NO-2NC 440V AC V 50/60HZ | Look comments | UA63-30-00RA 400...415V 50Hz / 415...440V 60Hz | Add 1 NO front mounted contact type CA51 code 1SBN11R11 and 1 NO + 1 NC side mounted contact block type CAL511 code 1SBN12R111
248101 | CSCN55A3128 | CL Series - CSCN | CONT. 55KVAR 1NO-2NC 440V AC V 50/60HZ | Look comments | UA95-30-00RA 400...415V 50Hz / 415...440V 60Hz | Add 1 NO front mounted contact type CA51 code 1SBN11R11 and 1 NO + 1 NC side mounted contact block type CAL1811 code 1SFN172R111
248104 | CK09BE411WJ-B | CK Series | CK09BE411WJ-B Coil 110V W. R Bombardier | Look comments | AF265-40-11-13 | Use AF265-40-11-13 1SFL547102R1311 for IEC applications and AF205-40-11-13 1SFL527102R1311 for UL, BUSBAR FIT VERIFICATION REQUIRED
248104 | CK09BE411WJ-B | CK Series | CK09BE411WJ-B Coil 110V W. R Bombardier | Look comments | AF205-40-11-13
248112 | CL03DB00MWI | CL Series | CONT 4P 2NO 2NC 45A COIL 72V DC | Look comments | AF26-22-00-12 | Use AF26Z-22-00-22 1SBL236501R2200 when required low inrush current
248112 | CL03DB00MWI | CL Series | CONT 4P 2NO 2NC 45A COIL 72V DC | Look comments | AF26Z-22-00-22
248121 | CSCN55A3113 | CL Series - CSCN | CONT. 55KVAR 1NO-1NC 110V AC V 50/60HZ | Look comments | UA95-30-00RA 110...115V 50Hz / 115...127V 60Hz | Use UA95-30-00RA 110...115V 50Hz / 115...127V 60Hz 1SFL431024R8400 for 60Hz applications. Add 1 NO + 1 NC side mounted contact block type CAL1811 code 1SFN172R111
248121 | CSCN55A3113 | CL Series - CSCN | CONT. 55KVAR 1NO-1NC 110V AC V 50/60HZ | Look comments | UA95-30-00RA 110...115V 50Hz / 115...127V 60Hz | Add 1 NO + 1 NC side mounted contact block type CAL1811 code 1SFN172R111
248153 | RL4RD040RWID | CL Series - RELAY | RL4RD040RWI-Rail coil 72VDC | Look comments | NFZB40ERT-22
248154 | RL4RD031RWID | CL Series - RELAY | RL4RD031RWI-Rail coil 72VDC | Look comments | NFZB31ERT-22
248173 | CSCN12A320U | CL Series - CSCN | CONT.CAP.SW. 12KVAR 2NO COIL 380V 50Hz | Look comments | UA16-30-10RA 380...400 V 50Hz / 400...415 V 60Hz | Add 1 NO + 1 NC side mounted contact block type CAL511 code 1SBN12R111
248175 | BCLL11GMP-M | CL Series | BCLL11G-MP-M Miele 210pcs | Look comments | CAL4-11
248188 | CL03D310MWK | CL Series | CL03D310MWk CONT. 125V DC+/-30% | Look comments | AF26-30-00-12 | Use AF26Z-30-00-22 1SBL236001R2200 when required low inrush current
248188 | CL03D310MWK | CL Series | CL03D310MWk CONT. 125V DC+/-30% | Look comments | AF26Z-30-00-22
248189 | CL04D310MWK | CL Series | CL04D310MWk CONT. 125V DC+/-30% | Look comments | AF30-30-00-13 | Use AF30Z-30-00-23 1SBL276001R2300 when required low inrush current
248189 | CL04D310MWK | CL Series | CL04D310MWk CONT. 125V DC+/-30% | Look comments | AF30Z-30-00-23
248207 | CSCN45A3126 | CL Series - CSCN | CSCN45A3126 COIL 230V 50/60HZ | Look comments | UA63-30-00RA 220-230V 50Hz / 230-240V 60Hz | Add 1 NO front mounted contact type CA51 code 1SBN11R11 and 1 NO + 1 NC side mounted contact block type CAL511 code 1SBN12R111
249149 | CL01A310R6MP | CL Series | CL01A310R6MP COIL230VAC 50/60hz mp | Look comments | AF12ZB-30-10RT-23
249901 | CL00D310TWE | CL Series | CL00D310TWE CONT. 33V DC | Look comments | AF09-30-10-11 | Use AF09Z-30-10-21 1SBL136001R2110 when required low inrush current
249901 | CL00D310TWE | CL Series | CL00D310TWE CONT. 33V DC | Look comments | AF09Z-30-10-21
250003 | 910302000000 | AEG Contactors | CONT SH04.40 220V.50HZ. | Look comments | K6-40E-80
250005 | 910302043220 | AEG Contactors | SH04.40-A (110V 50Hz, 120V 60Hz) EEC | Look comments | K6-40E-84
250006 | 910302043500 | AEG Contactors | SH04.40 230V. 50/60 HZ. | Look comments | K6-40E-80
250020 | SH04.40F | AEG Contactors | SH04.40F (400V 50Hz) | Look comments | K6-40E-F-85
250029 | 910302048000 | AEG Contactors | SH04F.40 (230V 50Hz) | Look comments | K6-40E-F-80
250052 | 910302000000 | AEG Contactors | CONT SH04.40 24V.C.C. | Look comments | KC6-40E-01
250055 | 910302051170 | AEG Contactors | SH04.40G (60V DC) | Look comments | KC6-40E-13
250056 | 910302000000 | AEG Contactors | CONT SH04.40 110V.C.C. | Look comments | KC6-40E-04
250061 | 910302056000 | AEG Contactors | SH04.40 (24V DC) Hilfsschütz | Look comments | KC6-40E-F-01
250065 | CONTACTOR | AEG Contactors | CONTACTOR SH04.40 GF 110V DC | Look comments | KC6-40E-F-04
250068 | 910302063000 | AEG Contactors | SH04.31 230V 50Hz | Look comments | K6-31Z-80
250069 | 910302063220 | AEG Contactors | SH04.31-A (110V 50Hz, 120V 60Hz) EEC | Look comments | K6-31Z-84
250075 | 910302071000 | AEG Contactors | RELAY SH04.31Z 24V DC | Look comments | KC6-31Z-01
250079 | 910302082030 | AEG Contactors | SH04.22 MB | Look comments | K6-22Z-02
250081 | 910302083220 | AEG Contactors | SH04.22-A (110V 50Hz, 120V 60Hz) EEC | Look comments | K6-22Z-84
250085 | 910302091000 | AEG Contactors | RELAY SH04.22Z 24V DC | Look comments | KC6-22Z-01
250117 | 910302131000 | AEG Contactors | RELAY SH04.40 24V DC PIN | Look comments | KC6-40E-P-01
250128 | 910302140000 | AEG Contactors | SH04.22 (24V DC) | Look comments | K6S-22Z-1.7-71
250129 | 910302141000 | AEG Contactors | SH04.31 24V. DC. | Look comments | K6S-31Z-1.7-71
250130 | 910302000000 | AEG Contactors | SH04.22VA00 | Look comments | K6-22E-80
250131 | 910302143000 | AEG Contactors | SH04.31 (230V 50Hz) | Look comments | K6-31E-80
250138 | 910302156000 | AEG Contactors | SH04.22G 24V LOE | Look comments | KC6-22Z-P-01
250141 | 910302163000 | AEG Contactors | SH04.31 230V. 50HZ | Look comments | K6-31E-80
250143 | RELAY | EA07 | RELAY SH04.31 110V-50/60HZ | Look comments | Look comments | under phase out no replacement GE
250165 | 910302171000 | AEG Contactors | SH04.31 24V. CC. | Look comments | KC6-31E-01
250169 | 910302171170 | AEG Contactors | SH04.31G (60V DC) | Look comments | KC6-31Z-13
250171 | 910302171190 | AEG Contactors | SH04.31G (220V DC) | Look comments | KC6-31Z-05
250174 | 910302176000 | AEG Contactors | SH04.11 42V MARB | Look comments | Look comments | Ask GPM… Active product with no sales in EPIS 2017 and 2018
250179 | 910302182000 | AEG Contactors | SH04.13 (230V 50Hz) | Look comments | Look comments | Contact configuration not available Check NF and NS range
250199 | 910302183000 | AEG Contactors | SH04.22 230V. 50Hz. | Look comments | K6-22E-80
250201 | 910302183500 | AEG Contactors | SH04.22 230V 50/60Hz | Look comments | K6-22Z-80
250202 | 910302183550 | AEG Contactors | SH04.22 24V.50/60HZ. | Look comments | K6-22Z-01
250213 | 910302183800 | AEG Contactors | RELAY SH04.22 415V-50HZ | Look comments | K6-22Z-85
250246 | 910302190000 | AEG Contactors | SH04.13 24V DC | Look comments | KC6-22Z-01
250249 | 910302191000 | AEG Contactors | CONT SH04.22 24V.C.C. | Look comments | KC6-22E-01
250251 | 910302191140 | AEG Contactors | SH04.22 125V. DC | Look comments | KC6-22Z-04
250252 | 910302191160 | AEG Contactors | CONT SH04.22 48V.C.C. | Look comments | KC6-22Z-16
250253 | 910302191170 | AEG Contactors | SH04.22 (60V DC) | Look comments | KC6-22Z-13
250254 | 910302191180 | AEG Contactors | CONT SH04.22 110V.C.C.B.C | Look comments | KC6-22Z-04
250255 | 910302191190 | AEG Contactors | RELAY SH04.22 220VDC | Look comments | KC6-22Z-05
250259 | 910302196000 | AEG Contactors | SH04.22 230V MAR | Look comments | K6-22Z-80
250260 | 910302197000 | AEG Contactors | SH04.40 230V MAR | Look comments | K6-40E-80
250262 | 910302268000 | AEG Contactors | SH04F.31 (230V 50Hz) | Look comments | K6-31Z-F-80
250283 | 910302276000 | AEG Contactors | SH 04.31 FASTON 24V CC | Look comments | KC6-31Z-F-01
250287 | 910302000000 | AEG Contactors | CONT SH04.31 110V.C.C./F | Look comments | KC6-31Z-F-04
250289 | 910302288000 | AEG Contactors | SH04F.22 (230V 50Hz) | Look comments | K6-22Z-F-80
250305 | 910302288850 | AEG Contactors | SH04.22F (24V 50Hz, 28V 60Hz) | Look comments | K6-22Z-F-01
250308 | 910302288880 | AEG Contactors | SH04.22F (110V 50Hz, 125V 60Hz) | Look comments | K6-22Z-F-84
250309 | 910302288890 | AEG Contactors | SH04.22F (200V 50Hz, 230V 60Hz) | Look comments | K6-22Z-F-80
250310 | 910302296000 | AEG Contactors | SH04.22F (24V DC) | Look comments | KC6-22Z-F-01
250314 | 910302000000 | AEG Contactors | CONT SH04.22 110V.C.C./F | Look comments | KC6-22Z-F-04
250316 | 910302328000 | AEG Contactors | SH04L.31 (230V 50Hz) | Look comments | K6-31Z-P-80
250337 | 910302336000 | AEG Contactors | SH04.31L (24V DC) | Look comments | KC6-31Z-P-01
250343 | 910302348000 | AEG Contactors | SH04L.22 RELAY 4P (230V 50Hz) | Look comments | K6-22Z-P-80
250364 | 910302356000 | AEG Contactors | SH04.22 (24V DC) pin typ socket | Look comments | KC6-22Z-P-01
251092 | 910302003000 | AEG Contactors | CONT LS07.10 220V.50HZ | Look comments | B6-30-10-01
251094 | 910302003220 | AEG Contactors | LS07.10-A (110V 50Hz, 120V 60Hz) EEC | Look comments | B6-30-10-84
251095 | 910302003240 | AEG Contactors | CONT LS07.10 220V-50HZ | Look comments | B6-30-10-80
251096 | 910302003250 | AEG Contactors | LS07.10-G (20V 50Hz, 24V 60Hz) EEC | Look comments | B6-30-10-01
251098 | 910302003500 | AEG Contactors | LS07.10 230V.50/60HZ.AM007762 | Look comments | B6-30-01-80
251099 | 910302000000 | AEG Contactors | CONT LS07.10 24V.50/60HZ | Look comments | B6-30-10-01
251113 | 910302000000 | AEG Contactors | CONT LS07.10 380V.50HZ | Look comments | Look comments | Ask GPM… Active product with no sales in EPIS 2017 and 2018
251121 | 910302005000 | AEG Contactors | LS 07-4.00 230V 50HZ | Look comments | B6-40-00-80
251137 | 910302005850 | AEG Contactors | LS07.4 (24V 50Hz, 28V 60Hz) | Look comments | B6-40-00-01
251142 | 910302008000 | AEG Contactors | LS07F.10 (230V 50Hz) | Look comments | B6-30-10-F-80
251164 | 910302000000 | AEG Contactors | CONT LS07.10 24V.C.C.B.C. | Look comments | BC6-30-10-01
251167 | 910302011160 | AEG Contactors | CONT LS07.10 48V DC | Look comments | BC6-30-10-16
251169 | 910302011180 | AEG Contactors | CONT LS07.10 110V DC | Look comments | BC6-30-10-04
251170 | 910302011190 | AEG Contactors | LS07.10G (220V DC) | Look comments | BC6-30-10-05
251173 | 910302015000 | AEG Contactors | CONT LS07.10 150V.C.C. | Look comments | BC6-40-00-01
251174 | 910302016000 | AEG Contactors | CONT LS07.10FL 24V DC | Look comments | BC6-30-10-F-01
251182 | 910302020000 | AEG Contactors | LS07-22.00 (24V DC) | Look comments | BC6-22-00-01
251183 | 910302023000 | AEG Contactors | CONT LS07.01 220V.50HZ | Look comments | B6-30-01-01
251185 | 910302023220 | AEG Contactors | LS07.01-A (110V 50Hz, 120V 60Hz) EEC | Look comments | B6-30-01-84
251186 | 910302023250 | AEG Contactors | LS07.01-G (20V 50Hz, 24V 60Hz) EEC | Look comments | B6-30-01-01
251187 | 910302023500 | AEG Contactors | LS07.01 230V.50/60HZ | Look comments | B6-30-10-80
251188 | 910302000000 | AEG Contactors | CONT LS07.01 24V.50/60HZ | Look comments | B6-30-01-01
251210 | 910302025000 | AEG Contactors | LS07-4.00 (230V 50Hz) | Look comments | B6-40-00-F-80
251233 | 910302028000 | AEG Contactors | LS07F.01 (230V 50Hz, 265V 60Hz) | Look comments | B6-30-01-F-80
251256 | 910302031000 | AEG Contactors | LS07.01 24V.C.C. | Look comments | BC6-30-01-01
251259 | CONT | EA07 | CONT LS07.01 48V.C.C. | Look comments | Look comments | under phase out no replacement GE
251261 | 910302031180 | AEG Contactors | CONT LS07.01 110V DC | Look comments | BC6-30-01-04
251265 | 910302036000 | AEG Contactors | CONT LS07F.01 24V DC | Look comments | BC6-30-01-F-01
251275 | 910302103000 | AEG Contactors | CONT LS07.10 220V.50HZ.ES | Look comments | B6-30-10-P-80
251277 | 910302103550 | AEG Contactors | LS07L.10 (24V 50/60Hz) | Look comments | B6-30-10-P-01
251322 | 910302108000 | AEG Contactors | CONT LS07.01 220V.50HZ.ESPIGA | Look comments | B6-30-01-P-80
251344 | 910302111000 | AEG Contactors | LS07.10 24V. CC. ESPIGA | Look comments | BC6-30-10-P-01
251352 | CONT | EA07 | CONT LS07.01 250V DC PIN | Look comments | Look comments | under phase out no replacement GE
251353 | 910302116000 | AEG Contactors | CONT LS07.01 24V.CC.ESPIG | Look comments | BC6-30-01-P-01
251364 | 910302198000 | AEG Contactors | LS07.22 230V 50Hz | Look comments | B6-22-00-80
251369 | 910302205000 | AEG Contactors | REV.CONT 230V-50HZ LUV07.10 | Look comments | VB6-30-10-80
251370 | 910302205250 | AEG Contactors | LUV07.10-G (20V 50Hz, 24V 60Hz) EEC | Look comments | VB6-30-10-01
251371 | 910302206000 | AEG Contactors | INVERSOR LUV 07 01 220 V 50 HZ | Look comments | VB6-30-01-80
251377 | 910302215000 | AEG Contactors | LUV07L.10 (230V 50Hz) | Look comments | VB6-30-10-P-80
251381 | 910302216000 | AEG Contactors | LUV07L.01 (230V 50Hz) | Look comments | VB6-30-01-P-80
254168 | 910201200000 | AEG MMS | Mbs25 0.1-0.16A. No UL mark | Look comments | MS116-1.6
254169 | 910201200100 | AEG MMS | Mbs25 (0,1-0,16A) Trafosch. No UL mark | Look comments | MS132-0.16T
254174 | 910201201000 | AEG MMS | Mbs25 0.16-0.25A | Look comments | MS116-0.25
254175 | 910201201100 | AEG MMS | Mbs25 (0,16-0,25A) Trafoschalt. | Look comments | MS132-0.25T
254180 | 910201202000 | AEG MMS | Mbs25 0.25-0.4A | Look comments | MS116-0.4
254183 | 910201202100 | AEG MMS | Mbs25 (0,25-0,4A) Trafosch. | Look comments | MS132-0.4T
254189 | 910201203000 | AEG MMS | Mbs25 0.4-0.63 | Look comments | MS116-6.3
254191 | 910201203100 | AEG MMS | Mbs25 (0,4-0,63A) Trafosch. | Look comments | MS132-0.63T
254198 | 910201204000 | AEG MMS | Mbs25 0.63-1 | Look comments | MS116-1.0
254200 | 910201204100 | AEG MMS | Mbs25 (0,63-1A) Trafosch. | Look comments | MS132-1.0T
254209 | 910201205000 | AEG MMS | Mbs25 1-1.6A | Look comments | MS116-1.6
254211 | 910201205060 | AEG MMS | Mbs25 (1-1,6A)+HS9.11 | Look comments | MS116-1.6-HKF1-11
254212 | 910201205100 | AEG MMS | Mbs25 (1-1,6A) Trafosch. | Look comments | MS132-1.6T
254220 | 910201206000 | AEG MMS | MBS25 1.6-2.5A | Look comments | MS116-2.5
254222 | 910201206100 | AEG MMS | Mbs25 (1,6-2,5A) Trafosch. | Look comments | MS132-2.5T
254231 | 910201207000 | AEG MMS | Mbs25 2.5-4.0A | Look comments | MS116-4.0
254234 | 910201207100 | AEG MMS | MBS25 TRAFO2,5-4A MBS25 TRAFO2,5 | Look comments | MS132-4.0T
254244 | 910201208000 | AEG MMS | MBS25 4.0-6.3A | Look comments | MS116-6.3
254247 | 910201208100 | AEG MMS | Mbs25 (4-6,3A) Trafosch. | Look comments | MS132-6.3T
254256 | 910201209000 | AEG MMS | MBS25 6.3-10A | Look comments | MS116-10
254257 | 910201209060 | AEG MMS | Mbs25 (6,3-10A) +HS9.11 | Look comments | MS116-10.0-HKF1-11
254258 | 910201209100 | AEG MMS | MbS25 6.3-10A TRANS VERSION | Look comments | MS132-10T
254266 | 910201210000 | AEG MMS | MBS25 10-16A | Look comments | MS116-16
254268 | 910201210100 | AEG MMS | Mbs25 (10-16A) Trafoprotec. | Look comments | MS132-16T
254275 | 910201211000 | AEG MMS | MBS25 16-20A | Look comments | MS116-20
254276 | 910201211100 | AEG MMS | Mbs25 (16-20A) Trafosch. | Look comments | MS132-20T
254282 | 910201212000 | AEG MMS | MBS25 20-25A | Look comments | MS116-25
254284 | 910201212100 | AEG MMS | Mbs25 (20-25A) Trafosch. | Look comments | MS132-25T
254286 | 910201212400 | AEG Contactors | Mbs25-25 | Look comments | MS116-25
254396 | 910293100510 | AEG MMS | UV TRIP r 220/230-50HZ 240/60HZ | Look comments | UA1-230
254397 | 910293100520 | AEG MMS | UV TRIP r 380/400-50HZ 440/60HZ | Look comments | UA1-400
254398 | 910293100530 | AEG MMS | UV TRIP r 110V/50HZ 120V 60HZ | Look comments | UA1-110
254399 | 910293100540 | AEG MMS | UV TRIP r 415V | Look comments | UA1-415
254413 | 910293101510 | AEG MMS | SHUNT TRIP a 230/50Hz 240/60 | Look comments | AA1-230
254414 | 910293101520 | AEG MMS | SHUNT TRIP A 400V 50Hz 440V 60 | Look comments | AA1-400
254415 | 910293101530 | AEG MMS | SHUNT TRIP a110V/50HZ 120V 60HZ | Look comments | AA1-110
254422 | 910293000000 | AEG MMS | PADLOCKING DEVICE FOR MBS25 | Look comments | Look comments | No exact equivalence, check pilot devices
254424 | 910293106000 | AEG MMS | EMERG. OFF DEVICE MUSH.HD MbS25 | Look comments | Look comments | No exact equivalence, check pilot devices
254425 | 910293106200 | AEG MMS | EMERG STOP BUTTON LATCH | Look comments | Look comments | No exact equivalence, check pilot devices
254427 | 910293107000 | AEG MMS | PUSHBUTTON MUSHROOM LATCH KEY RELEASE | Look comments | Look comments | No exact equivalence, check pilot devices
254428 | 910293108000 | AEG MMS | Not-Aus-Einrichtung, Pilztaste | Look comments | Look comments | Ask GPM… Active product with no sales in EPIS 2017 and 2018
254430 | 910293110000 | AEG MMS | ENCLOSURE MOULDED TYPEi IP41 MbS25 | Look comments | IB132-G
254435 | 910293111000 | AEG MMS | ENCLOSURE MOULDED TYPEi IP55 MbS25 | Look comments | IB132-G
254441 | 910293112000 | AEG MMS | FRONT PLATE it IP41 FL. MTG. | Look comments | Look comments | No Need
254445 | 910293113000 | AEG MMS | FRONT PLATE it IP55 FL. MTG. | Look comments | Look comments | No Need
254449 | 910293114000 | AEG MMS | NEUTRAL LINK FOR ENC. & FRONT PLATE | Look comments | Look comments | No Need
254452 | 910293115000 | AEG MMS | MOUNTING KIT i IP55 FOR ENC. IP41 | Look comments | Look comments | No Need
254455 | 910293000000 | AEG MMS | MOUNTING KIT FOR PLATE IP55 | Look comments | Look comments | No Need
254488 | 910293130000 | AEG MMS | AUX CONTACT 1NO/1NC HS9.11 | Look comments | HKF1-11
254495 | 910293131000 | AEG MMS | AUX. CONTACT 2NO HS9.20 | Look comments | HKF1-20
254499 | 910293132000 | AEG MMS | AUX CONTACT 1NO/1NC HS9V.11 | Look comments | HKF1-11
254502 | 910293133000 | AEG MMS | AUX CONTACT 2NO HS9V.20 | Look comments | HKF1-20
254504 | 910293000000 | AEG MMS | TRIP ALARM 1NO INT.MTG. HS10R.10 | Look comments | SK1-11
254515 | 910293136000 | AEG MMS | AUX.SW BLOCK 1NO/1NC HS10.11 | Look comments | HKS4-11
254519 | 910293137000 | AEG MMS | AUX.CONTACT 1C/O HS9K.001 | Look comments | HKF1-01
254524 | 910293139000 | AEG MMS | HS 9.11 RECHTS | Look comments | HKF1-11
254525 | 910293140000 | AEG MMS | RAPID MODULE id50 | Look comments | Look comments | Ask GPM… Active product with no sales in EPIS 2017 and 2018
254533 | 910293000000 | AEG MMS | BUSBAR TYPE D4 207MM | Look comments | PS1-4-0-65
254535 | SFVE-5 | AEG MMS | BUSBAR TYPE D5 261MM | Look comments | PS1-5-0-65
254537 | SFVB8 | AEG MMS | SUPPLY BLOCK DB | Look comments | S1-M1-25
254540 | 910293210000 | AEG MMS | BUSBAR D2 99MM | Look comments | PS1-2-0-65
254542 | 910293000000 | AEG MMS | PROTECTIVE COVER FOR 3PH TERMS | Look comments | BS2-3
254545 | 910293240000 | AEG MMS | Busbar D3 154mm | Look comments | PS1-3-0-65
254754 | 910302003580 | AEG Contactors | CONT LS07.10 110V.50/60HZ | Look comments | B6-30-10-84
254755 | 910302003590 | AEG Contactors | LS07.10 (400V 50/60Hz) | Look comments | B6-30-10-85
254756 | 910302003630 | AEG Contactors | LS07.10 (380V 50Hz, 440V 60Hz) | Look comments | B6-30-10-85
254761 | 910302005500 | AEG Contactors | CONT LS07.4.00 230V-50/60HZ | Look comments | B6-40-00-80
254835 | 910302108500 | AEG Contactors | CONT LS07.01 230V-50/60HZ PIN | Look comments | B6-30-01-P-80
254836 | 910302108550 | AEG Contactors | CONT LS07.01 24V-50/60HZ PIN | Look comments | B6-30-01-P-01
254866 | 910302163500 | AEG Contactors | CONT SH04.31 220V 50/60 HZ | Look comments | K6-31Z-80
254912 | 910302190190 | AEG Contactors | SH04.13 (220V DC) | Look comments | Look comments | Ask GPM… Active product with no sales in EPIS 2017 and 2018
254941 | 910302215850 | AEG Contactors | LUV07.10 (24V 50Hz, 28V 60Hz) | Look comments | VB6-30-10-01
255000 | EFM2EL80 | Efficor | Efficor Link module Use with GPS2 EF50E-EF80E | Look comments | BEA65-4
255005 | ECML3AS032 | Efficor | Efficor Mechanical latch 24-32V AC use for EF40-105 | Look comments | WA4-96-11
255006 | ECML3AS060 | Efficor | Efficor Mechanical latch 42-60V AC use for EF40-105 | Look comments | WA4-96-11
255007 | ECML3AS127 | Efficor | Efficor Mechanical latch 110-127V AC use for EF40-105 | Look comments | WA4-96-13
255008 | ECML3AS227 | Efficor | Efficor Mechanical latch 220-227V AC use for EF40-105 | Look comments | WA4-96-13 | Use WA4-96-14 1SBN040200R1014 for 277V 60Hz control voltage
255008 | ECML3AS227 | Efficor | Efficor Mechanical latch 220-227V AC use for EF40-105 | Look comments | WA4-96-14
255009 | ECML3AS480 | Efficor | Efficor Mechanical latch 380-480V AC use for EF40-105 | Look comments | WA4-96-14
255011 | ECML3DS036 | Efficor | Efficor Mechanical latch 24-36V DC use for EF40-105 | Look comments | WA4-96-11
255012 | ECML3DS048 | Efficor | Efficor Mechanical latch 42-48V DC use for EF40-105 | Look comments | WA4-96-11
255013 | ECML3DS072 | Efficor | Efficor Mechanical latch 60-72V DC use for EF40-105 | Look comments | WA4-96-12
255014 | ECML3DS125 | Efficor | Efficor Mechanical latch 110-125V DC use for EF40-105 | Look comments | WA4-96-13
255015 | ECML3DS250 | Efficor | Efficor Mechanical latch 220-250V DC use for EF40-105 | Look comments | WA4-96-13
255017 | ECML3DS440 | Efficor | Efficor Mechanical latch 440V DC use for EF40-105 | Look comments | WA4-96-14
255020 | EFCSA012S | Efficor | Efficor Spare part coil 12V 50/60Hz | Look comments | Look comments | No Coil Spare part available
255021 | EFCSA024S | Efficor | Efficor Spare part coil 24V 50/60Hz | Look comments | Look comments | No Coil Spare part available
255022 | EFCSA048S | Efficor | Efficor Spare part coil 48V 50/60Hz | Look comments | Look comments | No Coil Spare part available
255023 | EFCSA110S | Efficor | Efficor Spare part coil 110V 50/60Hz | Look comments | Look comments | No Coil Spare part available
255025 | EFCSA208S | Efficor | Efficor Spare part coil 208V 50/60Hz | Look comments | Look comments | No Coil Spare part available
255026 | EFCSA230S | Efficor | Efficor Spare part coil 230V 50/60Hz | Look comments | Look comments | No Coil Spare part available
255027 | EFCSA400S | Efficor | Efficor Spare part coil 400V 50/60Hz | Look comments | Look comments | No Coil Spare part available
255028 | EFCSA480S | Efficor | Efficor Spare part coil 480V 50/60Hz | Look comments | Look comments | No Coil Spare part available
255029 | EFCSA575S | Efficor | Efficor Spare part coil 575V 50/60Hz | Look comments | Look comments | No Coil Spare part available
255030 | EFCSA600S | Efficor | Efficor Spare part coil 600V 50/60Hz | Look comments | Look comments | No Coil Spare part available
255031 | EFCSE24-60S | Efficor | Efficor Spare part coil 24-60V 50/60Hz AC-DC | Look comments | Look comments | No Coil Spare part available
255032 | EFCSE48-130S | Efficor | Efficor Spare part coil 48-130V 50/60Hz AC-DC | Look comments | Look comments | No Coil Spare part available
255033 | EFCSE100-250S | Efficor | Efficor Spare part coil 100-250V 50/60Hz AC-DC | Look comments | Look comments | No Coil Spare part available
255034 | EFCSE250-500S | Efficor | Efficor Spare part coil 250-500V 50/60Hz AC-DC | Look comments | Look comments | No Coil Spare part available
255035 | EFM2AL80 | Efficor | Efficor Link module Use with GPS2 EF50A-EF80A | Look comments | BEA65-4
255045 | BSLR2U | CL Series | TRANSTIENT SUPPRESSOR RC 230V50/60 UPS | Look comments | Look comments | No Need
255954 | 910341860000 | AEG OL Relay | Therm. O/L relay B 27T 11-17 | Look comments | Look comments | Ask GPM… Active product with no sales in EPIS 2017 and 2018
257023 | 910302191W50 | AEG Contactors | SH04.22 (24V DC 70-130%Un) | Look comments | KC6-22Z-01
257027 | 910302191W80 | AEG Contactors | SH04.22 (110V DC 70-130%Un) | Look comments | KC6-22Z-04
257028 | 910302171W50 | AEG Contactors | SH04.31 (24V DC 70-130%Un) | Look comments | KC6-31Z-01
257032 | 910302171W80 | AEG Contactors | SH04.31 (110V DC 70-130%Un) | Look comments | KC6-31Z-04
257033 | 910302051W50 | AEG Contactors | SH04.40 (24V DC 70-130%Un) | Look comments | KC6-40E-01
257037 | 910302051W80 | AEG Contactors | SH04.40 (110V DC 70-130%Un) | Look comments | KC6-40E-04
257042 | 910302190W80 | EA07 | SH04.13 (110V DC 70-130%Un) | Look comments | Look comments | under phase out no replacement GE
257126 | 9103021911D0 | AEG Contactors | SH04.22 (36V DC) | Look comments | Look comments | Ask GPM… Active product with no sales in EPIS 2017 and 2018
257142 | 9103021911L0 | EA07 | SH04.22 (20V DC) | Look comments | Look comments | under phase out no replacement GE
257145 | 910302141W50 | AEG Contactors | SH04.31 (24V DC 70-130%Un) | Look comments | KC6-31Z-01
257185 | 910302010000 | AEG Contactors | LS07.10 (24V DC) | Look comments | BC6-30-10-01
257186 | 910302090000 | AEG Contactors | LS 07.01 (24V DC) | Look comments | BC6-30-01-01
257488 | 910201203050 | AEG MMS | Mbs25 (0,4-0,63A) +HS9.11 | Look comments | MS116-0.63-HKF1-11
257495 | 910201204050 | AEG MMS | Mbs25 (0,63-1A)+ HS9.11 | Look comments | MS116-1.0-HKF1-11
257583 | 910203202800 | AEG MMS | Mbs25/ 0,4A | Look comments | MS116-0.4
257629 | 9102931005A0 | AEG MMS | UV TRIP FOR Mbs25 24V 50/60HZ | Look comments | UA1-24
257635 | 9102931005H0 | AEG MMS | U-AUSL. Mbs 25 (480V 50Hz) | Look comments | Look comments | Ask GPM… Active product with no sales in EPIS 2017 and 2018
257639 | 9102931006A0 | AEG MMS | U-AUSL.24V 50/60Hz | Look comments | UA1-24 | Use UA1-20 1SAM201904R1010 for 24V 60Hz application
257639 | 9102931006A0 | AEG MMS | U-AUSL.24V 50/60Hz | Look comments | UA1-20
258705 | 910302003260 | AEG Contactors | LS07.10E (440V 50Hz, 480V 60Hz) EEC | Look comments | Look comments | Product Gap
258710 | 910302003570 | AEG Contactors | LS07.10 48V. 50/60Hz. | Look comments | B6-30-10-03
258712 | 9103020035C0 | EA07 | LS07.10 (120V 50/60Hz) | Look comments | Look comments | under phase out no replacement GE
258782 | 910302008500 | AEG Contactors | UC 3kW Faston 230V50/60HZ | Look comments | B6-30-10-F-80
258856 | 910302020190 | AEG Contactors | LS07-22.00 (220V DC) | Look comments | BC6-22-00-05
258866 | 910302023240 | AEG Contactors | LS07.01 (220V 50Hz, 230V 60Hz) EEC | Look comments | B6-30-01-80
258870 | 910302023540 | AEG Contactors | LS07.01 (42V 50/60Hz) | Look comments | B6-30-01-02
258873 | 910302023580 | AEG Contactors | CONT LS07.01 110V.50/60HZ | Look comments | B6-30-01-84
258874 | 910302023590 | AEG Contactors | LS07.01 (400V 50/60Hz) | Look comments | Look comments | Product Gap 400V AC Coil
258877 | 9103020235D0 | EA07 | LS07.01 (220V 50/60Hz) | Look comments | Look comments | under phase out no replacement GE
258950 | 910302028500 | AEG Contactors | CONT LS07F.01 230V 50/60HZ | Look comments | B6-30-01-80
258992 | 9103020311F0 | EA07 | LS07.01 (72V DC) | Look comments | Look comments | under phase out no replacement GE
258995 | 910302031W50 | EA07 | LS07.01G (24V DC 70-130%Un) | Look comments | Look comments | under phase out no replacement GE
258996 | 910302031W80 | AEG Contactors | LS07.01 (110V DC 70-130%Un) | Look comments | BC6-30-01-04
258997 | 910302035000 | AEG Contactors | LS07-4.00F (24V DC) | Look comments | BC6-40-00-F-01
259010 | 9103020361B0 | EA07 | LS07F.01 (12V DC) | Look comments | Look comments | under phase out no replacement GE
259016 | 910302040000 | AEG Contactors | SH04.40 (230V 50Hz) | Look comments | K6-40E-80
259017 | 910302042030 | AEG Contactors | SH04.40 (42V 50Hz) Bergbau | Look comments | K6-40E-02
259026 | 910302043560 | AEG Contactors | SH04.40 (115V 50/60Hz) | Look comments | K6-40E-84
259028 | SH04.40 | AEG Contactors | SH04.40 (110V 50/60Hz) | Look comments | K6-40E-84
259036 | 910302043640 | AEG Contactors | SH04.40 (220V 50Hz, 255V 60Hz) | Look comments | K6-40E-80
259049 | 9103020438F0 | EA07 | SH04.40 (60V 50Hz, 70V 60Hz) | Look comments | Look comments | under phase out no replacement GE
259059 | 910302048220 | AEG Contactors | SH04F.40 (110V 50Hz, 120V 60Hz) EEC | Look comments | K6-40E-F-84
259068 | SH | AEG Contactors | SH 04F.40E 115V 50/60Hz | Look comments | K6-40E-F-84
259101 | 9103020511B0 | AEG Contactors | SH04.40 (12V DC) | Look comments | KC6-40E-07
259107 | 9103020511M0 | EA07 | SH04.40 80V DC | Look comments | Look comments | under phase out no replacement GE
259109 | 9.103e+58 | AEG Contactors | SH04.40 (24V DC 67.5-135%Un) | Look comments | KC6-40E-01
259112 | 910302055000 | AEG Contactors | SH04.40 (24V DC) | Look comments | K6S-31Z-1.7-71 | Use K6S-31Z-1.7-71 GJH1213001R7401 for low inrush current
259112 | 910302055000 | AEG Contactors | SH04.40 (24V DC) | Look comments | K6S-31Z-1.7-71
259127 | 9103020711M0 | EA07 | SH04.31Z (80V DC) | Look comments | Look comments | under phase out no replacement GE
259133 | 9103020911M0 | EA07 | SH04.22Z (80V DC) | Look comments | Look comments | under phase out no replacement GE
259158 | 9103021037B0 | EA07 | LS07L.10 (115V 50Hz, 75%Us) | Look comments | Look comments | under phase out no replacement GE
259228 | 910302108580 | AEG Contactors | LS07L.01 (110V 50/60Hz) | Look comments | B6-30-01-P-84
259265 | 910302115000 | AEG Contactors | LS07-4.00 (24V DC) | Look comments | BC6-40-00-P-01
259337 | 9103021411M0 | EA07 | SH04.31 (80V DC) | Look comments | Look comments | under phase out no replacement GE
259346 | 910302163550 | AEG Contactors | SH04.31E (24V 50/60Hz) | Look comments | K6-31Z-01
259347 | 910302163560 | AEG Contactors | SH04.31E (115V 50/60Hz) | Look comments | K6-31Z-84
259352 | 9103021635D0 | EA07 | SH04.31E (220V 50/60Hz) | Look comments | Look comments | under phase out no replacement GE
259363 | 9103021637 | EA07 | SH04.31E (220V 50Hz, 255V 60Hz) | Look comments | Look comments | under phase out no replacement GE
259379 | 9103021711B0 | EA07 | SH04.31E (12V DC) | Look comments | Look comments | under phase out no replacement GE
259387 | 9103021711M0 | AEG Contactors | SH04.31 (80V DC) | Look comments | Look comments | Ask GPM… Active product with no sales in EPIS 2017 and 2018
259394 | 910302182220 | AEG Contactors | SH04.13E (110V 50Hz, 120V 60Hz) EEC | Look comments | Look comments | Ask GPM… Active product with no sales in EPIS 2017 and 2018
259409 | 9103021825D0 | EA07 | SH04.13E (220V 50/60Hz) | Look comments | Look comments | under phase out no replacement GE
259411 | 910302182620 | AEG Contactors | SH04.13E (42V 50Hz, 48V 60Hz, 75%Us) | Look comments | Look comments | Ask GPM… Active product with no sales in EPIS 2017 and 2018
259421 | 9103021827 | EA07 | SH04.13E (220V 50Hz, 255V 60Hz) | Look comments | Look comments | under phase out no replacement GE
259443 | 910302183540 | AEG Contactors | SH04.22E (42V 50/60Hz) | Look comments | K6-22Z-02
259444 | 910302183560 | AEG Contactors | RELAY SH04.22E 110/115V 50/60HZ | Look comments | K6-22Z-84
259461 | 9103021837 | EA07 | SH04.22E (220V 50Hz, 255V 60Hz) | Look comments | Look comments | under phase out no replacement GE
259521 | 9103021901B0 | EA07 | SH04.13E (12V DC) | Look comments | Look comments | under phase out no replacement GE
259531 | 9103021911B0 | AEG Contactors | SH04.22E (12V DC) | Look comments | KC6-22Z-07
259537 | 9103021911M0 | EA07 | SH04.22 (80V DC) | Look comments | Look comments | under phase out no replacement GE
259540 | 9.103e+58 | AEG Contactors | SH04.22E (24V DC 67,5-135%Un) | Look comments | KC6-22Z-01
259545 | 910302198220 | AEG Contactors | LS07-22.00 (110V 50Hz, 120V 60Hz) EEC | Look comments | B6-22-00-84
259553 | 91030219855 | EA07 | LS 07-22.00E 24V 50/60Hz | Look comments | Look comments | under phase out no replacement GE
259604 | 910302205220 | AEG Contactors | LUV07.10 (110V 50Hz, 120V 60Hz) EEC | Look comments | VB6-30-10-84
259605 | 910302205840 | AEG Contactors | LUV07.10 (42V 50Hz, 48V 60Hz) | Look comments | VB6-30-10-02
259606 | 910302205850 | AEG Contactors | LUV07.10 (24V 50Hz, 28V 60Hz) | Look comments | VB6-30-10-01
259608 | 910302206250 | AEG Contactors | LUV07.01 (20V 50Hz, 24V 60Hz) EEC | Look comments | VB6-30-01-01
259613 | 910302210890 | AEG Contactors | LUV07.10 (200V 50Hz, 230V 60Hz) | Look comments | VB6-30-10-80
259614 | 910302211850 | AEG Contactors | LUV07.01 (24V 50Hz, 28V 60Hz) | Look comments | VB6-30-01-01
259615 | 910302216850 | AEG Contactors | LUV07.01 (24V 50Hz, 28V 60Hz) | Look comments | VB6-30-01-01
259626 | SH | AEG Contactors | SH 04F.31E 115V 50/60Hz | Look comments | K6-31Z-F-84
259674 | 910302288550 | AEG Contactors | SH04F.22E (24V 50/60Hz) | Look comments | K6-22Z-F-01
259675 | SH | AEG Contactors | SH 04F.22E 115V 50/60Hz | Look comments | K6-22Z-F-84
259812 | 910302363620 | AEG Contactors | SH04.31BE (42V 50Hz, 48V 60Hz, 75%Us) | Look comments | K6-31Z-02
264296 | 910302011CB0 | EA07 | LS07.10G (12V DC 70-120%Un) | Look comments | Look comments | under phase out no replacement GE
264299 | 910302206850 | AEG Contactors | REV.CONT 24V 50HZ LUV07.01 | Look comments | VB6A-30-01-01
264321 | 910302031FL0 | EA07 | LS07.01 (20V DC,80-150%Un) WV1197 | Look comments | Look comments | under phase out no replacement GE
264322 | 9103020511R0 | AEG Contactors | SH04.40 (190V DC) | Look comments | Look comments | Ask GPM… Active product with no sales in EPIS 2017 and 2018
264325 | 910302055W50 | EA07 | SH04.40 (24V DC, 70-130%Un) WV1197 | Look comments | Look comments | under phase out no replacement GE
264327 | 910302141W80 | EA07 | SH04.31 (110V DC, 70-130%Un) WV119 | Look comments | Look comments | under phase out no replacement GE
264346 | 9102931005J0 | AEG MMS | U-Ausl. (500V/50Hz, 575V/60Hz) fnr Mbs | Look comments | UA1-575
264369 | 910302051F50 | EA07 | SH04.40E (24V DC, T70 80-150%Un) | Look comments | Look comments | under phase out no replacement GE
264374 | LUV07.01 | EA07 | LUV07.01 400V 50Hz | Look comments | Look comments | under phase out no replacement GE
264435 | 910302140FL0 | EA07 | SH04.22 (20V DC,80-150% Un) m.Diode | Look comments | Look comments | under phase out no replacement GE
264503 | 9103020711B0 | EA07 | SH04.31G MSW 12V DC | Look comments | Look comments | under phase out no replacement GE
264653 | 910201208080 | AEG MMS | Mbs25(4-6,3A) mit HS9K.001 rechts | Look comments | MS116-6.3
264664 | 910201245510 | AEG MMS | MBS25(1-1,6A)+UV(230V)+2N | Look comments | Look comments | Assembled MMS, check components
264665 | 910201246510 | AEG MMS | MBS25(1,6-2,5A)+UV(230V)+2N | Look comments | Look comments | Assembled MMS, check components
264667 | 910201248510 | AEG MMS | MBS25(4-6,3A)+UV(230V)+2N | Look comments | Look comments | Assembled MMS, check components
264668 | 910201249510 | AEG MMS | MBS25 (6,3-10A)+UV(230V)+2N | Look comments | Look comments | Assembled MMS, check components
264677 | 910201245520 | AEG MMS | MBS25(1-1,6A)+UV(400V)+2N | Look comments | Look comments | Assembled MMS, check components
264680 | 910201248520 | AEG MMS | Mbs25 (4-6,3A) + UV (400V) + 2N early | Look comments | Look comments | Assembled MMS, check components
264684 | 910201252520 | AEG MMS | Mbs25 (20-25A)+UV(400V)+2NOearly | Look comments | Look comments | Assembled MMS, check components
264774 | SFE04 | SFK | moulded front plate IP 41 | Look comments | DMS132-G
264788 | 910293000000 | AEG MMS | SUPPLY BLOCK DB-90° | Look comments | Look comments | Review application, product gap
264838 | LUV07.10FA8C | EA07 | LUV07.10FA8C | Look comments | Look comments | under phase out no replacement GE
267001 | EC09A311B012 | Efficor | Efficor Contactor 9A AC-3 3P Aux 1NO+1NC 12V 50/60Hz | Look comments | Look comments | Product Gap, 12V AC Coil
267002 | EC09A311B024 | Efficor | Efficor Contactor 9A AC-3 3P Aux 1NO+1NC 24V 50/60Hz | Look comments | AF09-30-10-11
267003 | EC09A311B042 | Efficor | Efficor Contactor 9A AC-3 3P Aux 1NO+1NC 42V 50/60Hz | Look comments | AF09-30-10-11
267004 | EC09A311B048 | Efficor | Efficor Contactor 9A AC-3 3P Aux 1NO+1NC 48V 50/60Hz | Look comments | AF09-30-10-11
267005 | EC09A311B110 | Efficor | Efficor Contactor 9A AC-3 3P Aux 1NO+1NC 110V 50/60Hz | Look comments | AF09-30-10-13
267006 | EC09A311B120 | Efficor | Efficor Contactor 9A AC-3 3P Aux 1NO+1NC 120V 50/60Hz | Look comments | AF09-30-10-13
267007 | EC09A311B208 | Efficor | Efficor Contactor 9A AC-3 3P Aux 1NO+1NC 208V 50/60Hz | Look comments | AF09ZB-30-10-23
267008 | EC09A311B230 | Efficor | Efficor Contactor 9A AC-3 3P Aux 1NO+1NC 230V 50/60Hz | Look comments | AF09ZB-30-10-23
267009 | EC09A311B240 | Efficor | Efficor Contactor 9A AC-3 3P Aux 1NO+1NC 240V 50/60Hz | Look comments | AF09ZB-30-10-23
267010 | EC09A311B400 | Efficor | Efficor Contactor 9A AC-3 3P Aux 1NO+1NC 400V 50/60Hz | Look comments | AF09B-30-10-14
267011 | EC09A311B440 | Efficor | Efficor Contactor 9A AC-3 3P Aux 1NO+1NC 440V 50/60Hz | Look comments | AF09B-30-10-14
267012 | EC09A311B480 | Efficor | Efficor Contactor 9A AC-3 3P Aux 1NO+1NC 480V 50/60Hz | Look comments | AF09B-30-10-14
267013 | EC09A311B500 | Efficor | Efficor Contactor 9A AC-3 3P Aux 1NO+1NC 500V 50/60Hz | Look comments | AF09B-30-10-14
267014 | EC09A311B600 | Efficor | Efficor Contactor 9A AC-3 3P Aux 1NO+1NC 600V 50/60Hz | Look comments | Look comments | Prodcut Gap, 600V AC Coil
267015 | EC12A311B012 | Efficor | Efficor Contactor 12A AC-3 3P Aux 1NO+1NC 12V 50/60Hz | Look comments | Look comments | Product Gap, 12V AC Coil
267016 | EC12A311B024 | Efficor | Efficor Contactor 12A AC-3 3P Aux 1NO+1NC 24V 50/60Hz | Look comments | AF12-30-10-11
267017 | EC12A311B042 | Efficor | Efficor Contactor 12A AC-3 3P Aux 1NO+1NC 42V 50/60Hz | Look comments | AF12-30-10-11
267018 | EC12A311B048 | Efficor | Efficor Contactor 12A AC-3 3P Aux 1NO+1NC 48V 50/60Hz | Look comments | AF12-30-10-12
267019 | EC12A311B110 | Efficor | Efficor Contactor 12A AC-3 3P Aux 1NO+1NC 110V 50/60Hz | Look comments | AF12-30-10-13
267020 | EC12A311B120 | Efficor | Efficor Contactor 12A AC-3 3P Aux 1NO+1NC 120V 50/60Hz | Look comments | AF12-30-10-13
267021 | EC12A311B208 | Efficor | Efficor Contactor 12A AC-3 3P Aux 1NO+1NC 208V 50/60Hz | Look comments | AF12-30-10-13
267022 | EC12A311B230 | Efficor | Efficor Contactor 12A AC-3 3P Aux 1NO+1NC 230V 50/60Hz | Look comments | AF12-30-10-13
267023 | EC12A311B240 | Efficor | Efficor Contactor 12A AC-3 3P Aux 1NO+1NC 240V 50/60Hz | Look comments | AF12-30-10-13
267024 | EC12A311B400 | Efficor | Efficor Contactor 12A AC-3 3P Aux 1NO+1NC 400V 50/60Hz | Look comments | AF12-30-10-14
267025 | EC12A311B440 | Efficor | Efficor Contactor 12A AC-3 3P Aux 1NO+1NC 440V 50/60Hz | Look comments | AF12-30-10-14
267026 | EC12A311B480 | Efficor | Efficor Contactor 12A AC-3 3P Aux 1NO+1NC 480V 50/60Hz | Look comments | AF12-30-10-14
267027 | EC12A311B500 | Efficor | Efficor Contactor 12A AC-3 3P Aux 1NO+1NC 500V 50/60Hz | Look comments | AF12-30-10-14
267028 | EC12A311B600 | Efficor | Efficor Contactor 12A AC-3 3P Aux 1NO+1NC 600V 50/60Hz | Look comments | Look comments | Prodcut Gap, 600V AC Coil
267029 | EC18A311B012 | Efficor | Efficor Contactor 18A AC-3 3P Aux 1NO+1NC 12V 50/60Hz | Look comments | Look comments | Product Gap, 12V AC Coil
267030 | EC18A311B024 | Efficor | Efficor Contactor 18A AC-3 3P Aux 1NO+1NC 24V 50/60Hz | Look comments | AF16-30-10-11
267031 | EC18A311B042 | Efficor | Efficor Contactor 18A AC-3 3P Aux 1NO+1NC 42V 50/60Hz | Look comments | AF16-30-10-11
267032 | EC18A311B048 | Efficor | Efficor Contactor 18A AC-3 3P Aux 1NO+1NC 48V 50/60Hz | Look comments | AF16-30-10-12
267033 | EC18A311B110 | Efficor | Efficor Contactor 18A AC-3 3P Aux 1NO+1NC 110V 50/60Hz | Look comments | AF16-30-10-13
267034 | EC18A311B120 | Efficor | Efficor Contactor 18A AC-3 3P Aux 1NO+1NC 120V 50/60Hz | Look comments | AF16-30-10-13
267035 | EC18A311B208 | Efficor | Efficor Contactor 18A AC-3 3P Aux 1NO+1NC 208V 50/60Hz | Look comments | AF16-30-10-13
267036 | EC18A311B230 | Efficor | Efficor Contactor 18A AC-3 3P Aux 1NO+1NC 230V 50/60Hz | Look comments | AF16-30-10-13
267037 | EC18A311B240 | Efficor | Efficor Contactor 18A AC-3 3P Aux 1NO+1NC 240V 50/60Hz | Look comments | AF16-30-10-13
267038 | EC18A311B400 | Efficor | Efficor Contactor 18A AC-3 3P Aux 1NO+1NC 400V 50/60Hz | Look comments | AF16-30-10-14
267039 | EC18A311B440 | Efficor | Efficor Contactor 18A AC-3 3P Aux 1NO+1NC 440V 50/60Hz | Look comments | AF16-30-10-14
267040 | EC18A311B480 | Efficor | Efficor Contactor 18A AC-3 3P Aux 1NO+1NC 480V 50/60Hz | Look comments | AF16-30-10-14
267041 | EC18A311B500 | Efficor | Efficor Contactor 18A AC-3 3P Aux 1NO+1NC 500V 50/60Hz | Look comments | AF16-30-10-14
267042 | EC18A311B600 | Efficor | Efficor Contactor 18A AC-3 3P Aux 1NO+1NC 600V 50/60Hz | Look comments | Look comments | Prodcut Gap, 600V AC Coil
267043 | EC25A311B012 | Efficor | Efficor Contactor 25A AC-3 3P Aux 1NO+1NC 12V 50/60Hz | Look comments | Look comments | Product Gap, 12V AC Coil
267044 | EC25A311B024 | Efficor | Efficor Contactor 25A AC-3 3P Aux 1NO+1NC 24V 50/60Hz | Look comments | AF26-30-00-11
267045 | EC25A311B042 | Efficor | Efficor Contactor 25A AC-3 3P Aux 1NO+1NC 42V 50/60Hz | Look comments | AF26-30-00-11
267046 | EC25A311B048 | Efficor | Efficor Contactor 25A AC-3 3P Aux 1NO+1NC 48V 50/60Hz | Look comments | AF26-30-00-12
267047 | EC25A311B110 | Efficor | Efficor Contactor 25A AC-3 3P Aux 1NO+1NC 110V 50/60Hz | Look comments | AF26-30-00-13
267048 | EC25A311B120 | Efficor | Efficor Contactor 25A AC-3 3P Aux 1NO+1NC 120V 50/60Hz | Look comments | AF26-30-00-13
267049 | EC25A311B208 | Efficor | Efficor Contactor 25A AC-3 3P Aux 1NO+1NC 208V 50/60Hz | Look comments | AF26-30-00-13
267050 | EC25A311B230 | Efficor | Efficor Contactor 25A AC-3 3P Aux 1NO+1NC 230V 50/60Hz | Look comments | AF26-30-00-13
267051 | EC25A311B240 | Efficor | Efficor Contactor 25A AC-3 3P Aux 1NO+1NC 240V 50/60Hz | Look comments | AF26-30-00-13
267052 | EC25A311B400 | Efficor | Efficor Contactor 25A AC-3 3P Aux 1NO+1NC 400V 50/60Hz | Look comments | AF26-30-00-14
267053 | EC25A311B440 | Efficor | Efficor Contactor 25A AC-3 3P Aux 1NO+1NC 440V 50/60Hz | Look comments | AF26-30-00-14
267054 | EC25A311B480 | Efficor | Efficor Contactor 25A AC-3 3P Aux 1NO+1NC 480V 50/60Hz | Look comments | AF26-30-00-14
267055 | EC25A311B500 | Efficor | Efficor Contactor 25A AC-3 3P Aux 1NO+1NC 500V 50/60Hz | Look comments | AF26-30-00-14
267056 | EC25A311B600 | Efficor | Efficor Contactor 25A AC-3 3P Aux 1NO+1NC 600V 50/60Hz | Look comments | Look comments | Prodcut Gap, 600V AC Coil
267057 | EC32A300B012 | Efficor | Efficor Contactor 32A AC-3 3P 12V 50/60Hz | Look comments | Look comments | Product Gap, 12V AC Coil
267058 | EC32A300B024 | Efficor | Efficor Contactor 32A AC-3 3P 24V 50/60Hz | Look comments | AF30-30-00-11
267059 | EC32A300B042 | Efficor | Efficor Contactor 32A AC-3 3P 42V 50/60Hz | Look comments | AF30-30-00-11
267060 | EC32A300B048 | Efficor | Efficor Contactor 32A AC-3 3P 48V 50/60Hz | Look comments | AF30-30-00-12
267061 | EC32A300B110 | Efficor | Efficor Contactor 32A AC-3 3P 110V 50/60Hz | Look comments | AF30-30-00-13
267062 | EC32A300B120 | Efficor | Efficor Contactor 32A AC-3 3P 120V 50/60Hz | Look comments | AF30-30-00-13
267063 | EC32A300B208 | Efficor | Efficor Contactor 32A AC-3 3P 208V 50/60Hz | Look comments | AF30-30-00-13
267064 | EC32A300B230 | Efficor | Efficor Contactor 32A AC-3 3P 230V 50/60Hz | Look comments | AF30-30-00-13
267065 | EC32A300B240 | Efficor | Efficor Contactor 32A AC-3 3P 240V 50/60Hz | Look comments | AF30-30-00-13
267066 | EC32A300B400 | Efficor | Efficor Contactor 32A AC-3 3P 400V 50/60Hz | Look comments | AF30-30-00-14
267067 | EC32A300B440 | Efficor | Efficor Contactor 32A AC-3 3P 440V 50/60Hz | Look comments | AF30-30-00-14
267068 | EC32A300B480 | Efficor | Efficor Contactor 32A AC-3 3P 480V 50/60Hz | Look comments | AF30-30-00-14
267069 | EC32A300B500 | Efficor | Efficor Contactor 32A AC-3 3P 500V 50/60Hz | Look comments | AF30-30-00-14
267070 | EC32A300B600 | Efficor | Efficor Contactor 32A AC-3 3P 600V 50/60Hz | Look comments | Look comments | Prodcut Gap, 600V AC Coil
267071 | EC40A300B012 | Efficor | Efficor Contactor 40A AC-3 3P 12V 50/60Hz | Look comments | Look comments | Product Gap, 12V AC Coil
267072 | EC40A300B024 | Efficor | Efficor Contactor 40A AC-3 3P 24V 50/60Hz | Look comments | AF38-30-00-11
267073 | EC40A300B042 | Efficor | Efficor Contactor 40A AC-3 3P 42V 50/60Hz | Look comments | AF38-30-00-11
267074 | EC40A300B048 | Efficor | Efficor Contactor 40A AC-3 3P 48V 50/60Hz | Look comments | AF38-30-00-12
267075 | EC40A300B110 | Efficor | Efficor Contactor 40A AC-3 3P 110V 50/60Hz | Look comments | AF38-30-00-13
267076 | EC40A300B120 | Efficor | Efficor Contactor 40A AC-3 3P 120V 50/60Hz | Look comments | AF38-30-00-13
267077 | EC40A300B208 | Efficor | Efficor Contactor 40A AC-3 3P 208V 50/60Hz | Look comments | AF38-30-00-13
267078 | EC40A300B230 | Efficor | Efficor Contactor 40A AC-3 3P 230V 50/60Hz | Look comments | AF38-30-00-13
267079 | EC40A300B240 | Efficor | Efficor Contactor 40A AC-3 3P 240V 50/60Hz | Look comments | AF38-30-00-13
267080 | EC40A300B400 | Efficor | Efficor Contactor 40A AC-3 3P 400V 50/60Hz | Look comments | AF38-30-00-14
267081 | EC40A300B440 | Efficor | Efficor Contactor 40A AC-3 3P 440V 50/60Hz | Look comments | AF38-30-00-14
267082 | EC40A300B480 | Efficor | Efficor Contactor 40A AC-3 3P 480V 50/60Hz | Look comments | AF38-30-00-14
267083 | EC40A300B500 | Efficor | Efficor Contactor 40A AC-3 3P 500V 50/60Hz | Look comments | AF38-30-00-14
267084 | EC40A300B600 | Efficor | Efficor Contactor 40A AC-3 3P 600V 50/60Hz | Look comments | Look comments | Prodcut Gap, 600V AC Coil
267085 | EC09D311B012W | Efficor | Efficor Contactor 9A AC-3 3P Aux 1NO+1NC 12V DC WVR | Look comments | AF09Z-30-10-20
267086 | EC09D311B024W | Efficor | Efficor Contactor 9A AC-3 3P Aux 1NO+1NC 24V DC WVR | Look comments | AF09Z-30-10-21
267087 | EC09D311B036W | Efficor | Efficor Contactor 9A AC-3 3P Aux 1NO+1NC 36V DC WVR | Look comments | AF09Z-30-10-21
267088 | EC09D311B048W | Efficor | Efficor Contactor 9A AC-3 3P Aux 1NO+1NC 48V DC WVR | Look comments | AF09Z-30-10-21
267089 | EC09D311B060W | Efficor | Efficor Contactor 9A AC-3 3P Aux 1NO+1NC 60V DC WVR | Look comments | AF09Z-30-10-22
267090 | EC09D311B072W | Efficor | Efficor Contactor 9A AC-3 3P Aux 1NO+1NC 72V DC WVR | Look comments | AF09Z-30-10-22
267091 | EC09D311B110W | Efficor | Efficor Contactor 9A AC-3 3P Aux 1NO+1NC 110V DC WVR | Look comments | AF09Z-30-10-22
267092 | EC09D311B125W | Efficor | Efficor Contactor 9A AC-3 3P Aux 1NO+1NC 125V DC WVR | Look comments | AF09Z-30-10-23
267093 | EC09D311B230W | Efficor | Efficor Contactor 9A AC-3 3P Aux 1NO+1NC 230V DC WVR | Look comments | AF09Z-30-10-23
267094 | EC09D311B250W | Efficor | Efficor Contactor 9A AC-3 3P Aux 1NO+1NC 250V DC WVR | Look comments | AF09Z-30-10-23
267095 | EC09D311B440W | Efficor | Efficor Contactor 9A AC-3 3P Aux 1NO+1NC 440V DC WVR | Look comments | AF09-30-10-14 | Only AC/DC replacement
267096 | EC09D311B024L | Efficor | Efficor Contactor 9A AC-3 3P Aux 1NO+1NC 24V DC LC | Look comments | AF09Z-30-10-21
267097 | EC09D311B048L | Efficor | Efficor Contactor 9A AC-3 3P Aux 1NO+1NC 48V DC LC | Look comments | AF09Z-30-10-21
267098 | EC09D311B110L | Efficor | Efficor Contactor 9A AC-3 3P Aux 1NO+1NC 110V DC LC | Look comments | AF09Z-30-10-23
267099 | EC09D311B230L | Efficor | Efficor Contactor 9A AC-3 3P Aux 1NO+1NC 230V DC LC | Look comments | AF09Z-30-10-23
267100 | EC12D311B012W | Efficor | Efficor Contactor 12A AC-3 3P Aux 1NO+1NC 12V DC WVR | Look comments | AF12Z-30-10-20
267101 | EC12D311B024W | Efficor | Efficor Contactor 12A AC-3 3P Aux 1NO+1NC 24V DC WVR | Look comments | AF12Z-30-10-21
267102 | EC12D311B036W | Efficor | Efficor Contactor 12A AC-3 3P Aux 1NO+1NC 36V DC WVR | Look comments | AF12Z-30-10-21
267103 | EC12D311B048W | Efficor | Efficor Contactor 12A AC-3 3P Aux 1NO+1NC 48V DC WVR | Look comments | AF12Z-30-10-21
267104 | EC12D311B060W | Efficor | Efficor Contactor 12A AC-3 3P Aux 1NO+1NC 60V DC WVR | Look comments | AF12Z-30-10-22
267105 | EC12D311B072W | Efficor | Efficor Contactor 12A AC-3 3P Aux 1NO+1NC 72V DC WVR | Look comments | AF12Z-30-10-22
267106 | EC12D311B110W | Efficor | Efficor Contactor 12A AC-3 3P Aux 1NO+1NC 110V DC WVR | Look comments | AF12Z-30-10-22
267107 | EC12D311B125W | Efficor | Efficor Contactor 12A AC-3 3P Aux 1NO+1NC 125V DC WVR | Look comments | AF12Z-30-10-23
267108 | EC12D311B230W | Efficor | Efficor Contactor 12A AC-3 3P Aux 1NO+1NC 230V DC WVR | Look comments | AF12Z-30-10-23
267109 | EC12D311B250W | Efficor | Efficor Contactor 12A AC-3 3P Aux 1NO+1NC 250V DC WVR | Look comments | AF12Z-30-10-23
267110 | EC12D311B440W | Efficor | Efficor Contactor 12A AC-3 3P Aux 1NO+1NC 440V DC WVR | Look comments | AF12-30-10-14
267111 | EC12D311B024L | Efficor | Efficor Contactor 12A AC-3 3P Aux 1NO+1NC 24V DC LC | Look comments | AF12Z-30-10-21
267112 | EC12D311B048L | Efficor | Efficor Contactor 12A AC-3 3P Aux 1NO+1NC 48V DC LC | Look comments | AF12Z-30-10-21
267113 | EC12D311B110L | Efficor | Efficor Contactor 12A AC-3 3P Aux 1NO+1NC 110V DC LC | Look comments | AF12Z-30-10-23
267114 | EC12D311B230L | Efficor | Efficor Contactor 12A AC-3 3P Aux 1NO+1NC 230V DC LC | Look comments | AF12Z-30-10-23
267115 | EC18D311B012W | Efficor | Efficor Contactor 18A AC-3 3P Aux 1NO+1NC 12V DC WVR | Look comments | AF16Z-30-10-20
267116 | EC18D311B024W | Efficor | Efficor Contactor 18A AC-3 3P Aux 1NO+1NC 24V DC WVR | Look comments | AF16Z-30-10-21
267117 | EC18D311B036W | Efficor | Efficor Contactor 18A AC-3 3P Aux 1NO+1NC 36V DC WVR | Look comments | AF16Z-30-10-21
267118 | EC18D311B048W | Efficor | Efficor Contactor 18A AC-3 3P Aux 1NO+1NC 48V DC WVR | Look comments | AF16Z-30-10-21
267119 | EC18D311B060W | Efficor | Efficor Contactor 18A AC-3 3P Aux 1NO+1NC 60V DC WVR | Look comments | AF16Z-30-10-22
267120 | EC18D311B072W | Efficor | Efficor Contactor 18A AC-3 3P Aux 1NO+1NC 72V DC WVR | Look comments | AF16Z-30-10-22
267121 | EC18D311B110W | Efficor | Efficor Contactor 18A AC-3 3P Aux 1NO+1NC 110V DC WVR | Look comments | AF16Z-30-10-22
267122 | EC18D311B125W | Efficor | Efficor Contactor 18A AC-3 3P Aux 1NO+1NC 125V DC WVR | Look comments | AF16Z-30-10-23
267123 | EC18D311B230W | Efficor | Efficor Contactor 18A AC-3 3P Aux 1NO+1NC 230V DC WVR | Look comments | AF16Z-30-10-23
267124 | EC18D311B250W | Efficor | Efficor Contactor 18A AC-3 3P Aux 1NO+1NC 250V DC WVR | Look comments | AF16Z-30-10-23
267125 | EC18D311B440W | Efficor | Efficor Contactor 18A AC-3 3P Aux 1NO+1NC 440V DC WVR | Look comments | AF16-30-10-14
267126 | EC18D311B024L | Efficor | Efficor Contactor 18A AC-3 3P Aux 1NO+1NC 24V DC LC | Look comments | AF16Z-30-10-21
267127 | EC18D311B048L | Efficor | Efficor Contactor 18A AC-3 3P Aux 1NO+1NC 48V DC LC | Look comments | AF16Z-30-10-21
267128 | EC18D311B110L | Efficor | Efficor Contactor 18A AC-3 3P Aux 1NO+1NC 110V DC LC | Look comments | AF16Z-30-10-23
267129 | EC18D311B230L | Efficor | Efficor Contactor 18A AC-3 3P Aux 1NO+1NC 230V DC LC | Look comments | AF16Z-30-10-23
267130 | EC25D311B012W | Efficor | Efficor Contactor 25A AC-3 3P Aux 1NO+1NC 12V DC WVR | Look comments | AF26Z-30-00-20
267131 | EC25D311B024W | Efficor | Efficor Contactor 25A AC-3 3P Aux 1NO+1NC 24V DC WVR | Look comments | AF26Z-30-00-21
267132 | EC25D311B036W | Efficor | Efficor Contactor 25A AC-3 3P Aux 1NO+1NC 36V DC WVR | Look comments | AF26Z-30-00-21
267133 | EC25D311B048W | Efficor | Efficor Contactor 25A AC-3 3P Aux 1NO+1NC 48V DC WVR | Look comments | AF26Z-30-00-21
267134 | EC25D311B060W | Efficor | Efficor Contactor 25A AC-3 3P Aux 1NO+1NC 60V DC WVR | Look comments | AF26Z-30-00-22
267135 | EC25D311B072W | Efficor | Efficor Contactor 25A AC-3 3P Aux 1NO+1NC 72V DC WVR | Look comments | AF26Z-30-00-22
267136 | EC25D311B110W | Efficor | Efficor Contactor 25A AC-3 3P Aux 1NO+1NC 110V DC WVR | Look comments | AF26Z-30-00-22
267137 | EC25D311B125W | Efficor | Efficor Contactor 25A AC-3 3P Aux 1NO+1NC 125V DC WVR | Look comments | AF26Z-30-00-23
267138 | EC25D311B230W | Efficor | Efficor Contactor 25A AC-3 3P Aux 1NO+1NC 230V DC WVR | Look comments | AF26Z-30-00-23
267139 | EC25D311B250W | Efficor | Efficor Contactor 25A AC-3 3P Aux 1NO+1NC 250V DC WVR | Look comments | AF26Z-30-00-23
267140 | EC25D311B440W | Efficor | Efficor Contactor 25A AC-3 3P Aux 1NO+1NC 440V DC WVR | Look comments | AF26-30-00-14
267141 | EC25D311B024L | Efficor | Efficor Contactor 25A AC-3 3P Aux 1NO+1NC 24V DC LC | Look comments | AF26Z-30-00-21
267142 | EC25D311B048L | Efficor | Efficor Contactor 25A AC-3 3P Aux 1NO+1NC 48V DC LC | Look comments | AF26Z-30-00-21
267143 | EC25D311B110L | Efficor | Efficor Contactor 25A AC-3 3P Aux 1NO+1NC 110V DC LC | Look comments | AF26Z-30-00-23
267144 | EC25D311B230L | Efficor | Efficor Contactor 25A AC-3 3P Aux 1NO+1NC 230V DC LC | Look comments | AF26Z-30-00-23
267145 | EC32D300B012W | Efficor | Efficor Contactor 32A AC-3 3P 12V DC WVR | Look comments | AF30Z-30-00-20
267146 | EC32D300B024W | Efficor | Efficor Contactor 32A AC-3 3P 24V DC WVR | Look comments | AF30Z-30-00-21
267147 | EC32D300B036W | Efficor | Efficor Contactor 32A AC-3 3P 36V DC WVR | Look comments | AF30Z-30-00-21
267148 | EC32D300B048W | Efficor | Efficor Contactor 32A AC-3 3P 48V DC WVR | Look comments | AF30Z-30-00-21
267149 | EC32D300B060W | Efficor | Efficor Contactor 32A AC-3 3P 60V DC WVR | Look comments | AF30Z-30-00-22
267150 | EC32D300B072W | Efficor | Efficor Contactor 32A AC-3 3P 72V DC WVR | Look comments | AF30Z-30-00-22
267151 | EC32D300B110W | Efficor | Efficor Contactor 32A AC-3 3P 110V DC WVR | Look comments | AF30Z-30-00-22
267152 | EC32D300B125W | Efficor | Efficor Contactor 32A AC-3 3P 125V DC WVR | Look comments | AF30Z-30-00-23
267153 | EC32D300B230W | Efficor | Efficor Contactor 32A AC-3 3P 230V DC WVR | Look comments | AF30Z-30-00-23
267154 | EC32D300B250W | Efficor | Efficor Contactor 32A AC-3 3P 250V DC WVR | Look comments | AF30Z-30-00-23
267155 | EC32D300B440W | Efficor | Efficor Contactor 32A AC-3 3P 440V DC WVR | Look comments | AF30B-30-00-14
267156 | EC32D300B024L | Efficor | Efficor Contactor 32A AC-3 3P 24V DC LC | Look comments | AF30Z-30-00-21
267157 | EC32D300B048L | Efficor | Efficor Contactor 32A AC-3 3P 48V DC LC | Look comments | AF30Z-30-00-21
267158 | EC32D300B110L | Efficor | Efficor Contactor 32A AC-3 3P 110V DC LC | Look comments | AF30Z-30-00-23
267159 | EC32D300B230L | Efficor | Efficor Contactor 32A AC-3 3P 230V DC LC | Look comments | AF30Z-30-00-23
267160 | EC40D300B012W | Efficor | Efficor Contactor 40A AC-3 3P 12V DC WVR | Look comments | AF38Z-30-00-20
267161 | EC40D300B024W | Efficor | Efficor Contactor 40A AC-3 3P 24V DC WVR | Look comments | AF38Z-30-00-21
267162 | EC40D300B036W | Efficor | Efficor Contactor 40A AC-3 3P 36V DC WVR | Look comments | AF38Z-30-00-21
267163 | EC40D300B048W | Efficor | Efficor Contactor 40A AC-3 3P 48V DC WVR | Look comments | AF38Z-30-00-21
267164 | EC40D300B060W | Efficor | Efficor Contactor 40A AC-3 3P 60V DC WVR | Look comments | AF38Z-30-00-22
267165 | EC40D300B072W | Efficor | Efficor Contactor 40A AC-3 3P 72V DC WVR | Look comments | AF38Z-30-00-22
267166 | EC40D300B110W | Efficor | Efficor Contactor 40A AC-3 3P 110V DC WVR | Look comments | AF38Z-30-00-22
267167 | EC40D300B125W | Efficor | Efficor Contactor 40A AC-3 3P 125V DC WVR | Look comments | AF38Z-30-00-23
267168 | EC40D300B230W | Efficor | Efficor Contactor 40A AC-3 3P 230V DC WVR | Look comments | AF38Z-30-00-23
267169 | EC40D300B250W | Efficor | Efficor Contactor 40A AC-3 3P 250V DC WVR | Look comments | AF38Z-30-00-23
267170 | EC40D300B440W | Efficor | Efficor Contactor 40A AC-3 3P 440V DC WVR | Look comments | AF38-30-00-14
267171 | EC40D300B024L | Efficor | Efficor Contactor 40A AC-3 3P 24V DC LC | Look comments | AF38Z-30-00-21
267172 | EC40D300B048L | Efficor | Efficor Contactor 40A AC-3 3P 48V DC LC | Look comments | AF38Z-30-00-21
267173 | EC40D300B110L | Efficor | Efficor Contactor 40A AC-3 3P 110V DC LC | Look comments | AF38Z-30-00-23
267174 | EC40D300B230L | Efficor | Efficor Contactor 40A AC-3 3P 230V DC LC | Look comments | AF38Z-30-00-23
267175 | EC12A400B012 | Efficor | Efficor Contactor 25A AC-1 4P 12V 50/60Hz | Look comments | Look comments | Product Gap, 12V AC Coil
267176 | EC12A400B024 | Efficor | Efficor Contactor 25A AC-1 4P 24V 50/60Hz | Look comments | AF09-40-00-11
267177 | EC12A400B042 | Efficor | Efficor Contactor 25A AC-1 4P 42V 50/60Hz | Look comments | AF09-40-00-11
267178 | EC12A400B048 | Efficor | Efficor Contactor 25A AC-1 4P 48V 50/60Hz | Look comments | AF09-40-00-12
267179 | EC12A400B110 | Efficor | Efficor Contactor 25A AC-1 4P 110V 50/60Hz | Look comments | AF09-40-00-13
267180 | EC12A400B120 | Efficor | Efficor Contactor 25A AC-1 4P 120V 50/60Hz | Look comments | AF09-40-00-13
267181 | EC12A400B208 | Efficor | Efficor Contactor 25A AC-1 4P 208V 50/60Hz | Look comments | AF09-40-00-13
267182 | EC12A400B230 | Efficor | Efficor Contactor 25A AC-1 4P 230V 50/60Hz | Look comments | AF09-40-00-13
267183 | EC12A400B240 | Efficor | Efficor Contactor 25A AC-1 4P 240V 50/60Hz | Look comments | AF09-40-00-13
267184 | EC12A400B400 | Efficor | Efficor Contactor 25A AC-1 4P 400V 50/60Hz | Look comments | AF09-40-00-14
267185 | EC12A400B440 | Efficor | Efficor Contactor 25A AC-1 4P 440V 50/60Hz | Look comments | AF09-40-00-14
267186 | EC12A400B480 | Efficor | Efficor Contactor 25A AC-1 4P 480V 50/60Hz | Look comments | AF09-40-00-14
267187 | EC12A400B500 | Efficor | Efficor Contactor 25A AC-1 4P 500V 50/60Hz | Look comments | AF09-40-00-14
267188 | EC12A400B600 | Efficor | Efficor Contactor 25A AC-1 4P 600V 50/60Hz | Look comments | Look comments | Prodcut Gap, 600V AC Coil
267189 | EC18A400B012 | Efficor | Efficor Contactor 32A AC-1 4P 12V 50/60Hz | Look comments | Look comments | Product Gap, 12V AC Coil
267190 | EC18A400B024 | Efficor | Efficor Contactor 32A AC-1 4P 24V 50/60Hz | Look comments | AF16-40-00-11
267191 | EC18A400B042 | Efficor | Efficor Contactor 32A AC-1 4P 42V 50/60Hz | Look comments | AF16-40-00-11
267192 | EC18A400B048 | Efficor | Efficor Contactor 32A AC-1 4P 48V 50/60Hz | Look comments | AF16-40-00-12
267193 | EC18A400B110 | Efficor | Efficor Contactor 32A AC-1 4P 110V 50/60Hz | Look comments | AF16-40-00-13
267194 | EC18A400B120 | Efficor | Efficor Contactor 32A AC-1 4P 120V 50/60Hz | Look comments | AF16-40-00-13
267195 | EC18A400B208 | Efficor | Efficor Contactor 32A AC-1 4P 208V 50/60Hz | Look comments | AF16-40-00-13
267196 | EC18A400B230 | Efficor | Efficor Contactor 32A AC-1 4P 230V 50/60Hz | Look comments | AF16-40-00-13
267197 | EC18A400B240 | Efficor | Efficor Contactor 32A AC-1 4P 240V 50/60Hz | Look comments | AF16-40-00-13
267198 | EC18A400B400 | Efficor | Efficor Contactor 32A AC-1 4P 400V 50/60Hz | Look comments | AF16-40-00-14
267199 | EC18A400B440 | Efficor | Efficor Contactor 32A AC-1 4P 440V 50/60Hz | Look comments | AF16-40-00-14
267200 | EC18A400B480 | Efficor | Efficor Contactor 32A AC-1 4P 480V 50/60Hz | Look comments | AF16-40-00-14
267201 | EC18A400B500 | Efficor | Efficor Contactor 32A AC-1 4P 500V 50/60Hz | Look comments | AF16-40-00-14
267202 | EC18A400B600 | Efficor | Efficor Contactor 32A AC-1 4P 600V 50/60Hz | Look comments | Look comments | Prodcut Gap, 600V AC Coil
267203 | EC25A400B012 | Efficor | Efficor Contactor 45A AC-1 4P 12V 50/60Hz | Look comments | Look comments | Product Gap, 12V AC Coil
267204 | EC25A400B024 | Efficor | Efficor Contactor 45A AC-1 4P 24V 50/60Hz | Look comments | AF26-40-00-11
267205 | EC25A400B042 | Efficor | Efficor Contactor 45A AC-1 4P 42V 50/60Hz | Look comments | AF26-40-00-11
267206 | EC25A400B048 | Efficor | Efficor Contactor 45A AC-1 4P 48V 50/60Hz | Look comments | AF26-40-00-12
267207 | EC25A400B110 | Efficor | Efficor Contactor 45A AC-1 4P 110V 50/60Hz | Look comments | AF26-40-00-13
267208 | EC25A400B120 | Efficor | Efficor Contactor 45A AC-1 4P 120V 50/60Hz | Look comments | AF26-40-00-13
267209 | EC25A400B208 | Efficor | Efficor Contactor 45A AC-1 4P 208V 50/60Hz | Look comments | AF26-40-00-13
267210 | EC25A400B230 | Efficor | Efficor Contactor 45A AC-1 4P 230V 50/60Hz | Look comments | AF26-40-00-13
267211 | EC25A400B240 | Efficor | Efficor Contactor 45A AC-1 4P 240V 50/60Hz | Look comments | AF26-40-00-13
267212 | EC25A400B400 | Efficor | Efficor Contactor 45A AC-1 4P 400V 50/60Hz | Look comments | AF26-40-00-14
267213 | EC25A400B440 | Efficor | Efficor Contactor 45A AC-1 4P 440V 50/60Hz | Look comments | AF26-40-00-14
267214 | EC25A400B480 | Efficor | Efficor Contactor 45A AC-1 4P 480V 50/60Hz | Look comments | AF26-40-00-14
267215 | EC25A400B500 | Efficor | Efficor Contactor 45A AC-1 4P 500V 50/60Hz | Look comments | AF26-40-00-14
267216 | EC25A400B600 | Efficor | Efficor Contactor 45A AC-1 4P 600V 50/60Hz | Look comments | Look comments | Prodcut Gap, 600V AC Coil
267217 | EC32A400B012 | Efficor | Efficor Contactor 60A AC-1 4P 12V 50/60Hz | Look comments | Look comments | Product Gap, 12V AC Coil
267218 | EC32A400B024 | Efficor | Efficor Contactor 60A AC-1 4P 24V 50/60Hz | Look comments | AF38-40-00-11
267219 | EC32A400B042 | Efficor | Efficor Contactor 60A AC-1 4P 42V 50/60Hz | Look comments | AF38-40-00-11
267220 | EC32A400B048 | Efficor | Efficor Contactor 60A AC-1 4P 48V 50/60Hz | Look comments | AF38-40-00-12
267221 | EC32A400B110 | Efficor | Efficor Contactor 60A AC-1 4P 110V 50/60Hz | Look comments | AF38-40-00-13
267222 | EC32A400B120 | Efficor | Efficor Contactor 60A AC-1 4P 120V 50/60Hz | Look comments | AF38-40-00-13
267223 | EC32A400B208 | Efficor | Efficor Contactor 60A AC-1 4P 208V 50/60Hz | Look comments | AF38-40-00-13
267224 | EC32A400B230 | Efficor | Efficor Contactor 60A AC-1 4P 230V 50/60Hz | Look comments | AF38-40-00-13
267225 | EC32A400B240 | Efficor | Efficor Contactor 60A AC-1 4P 240V 50/60Hz | Look comments | AF38-40-00-13
267226 | EC32A400B400 | Efficor | Efficor Contactor 60A AC-1 4P 400V 50/60Hz | Look comments | AF38-40-00-14
267227 | EC32A400B440 | Efficor | Efficor Contactor 60A AC-1 4P 440V 50/60Hz | Look comments | AF38-40-00-14
267228 | EC32A400B480 | Efficor | Efficor Contactor 60A AC-1 4P 480V 50/60Hz | Look comments | AF38-40-00-14
267229 | EC32A400B500 | Efficor | Efficor Contactor 60A AC-1 4P 500V 50/60Hz | Look comments | AF38-40-00-14
267230 | EC32A400B600 | Efficor | Efficor Contactor 60A AC-1 4P 600V 50/60Hz | Look comments | Look comments | Prodcut Gap, 600V AC Coil
267231 | EC12D400B012W | Efficor | Efficor Contactor 25A AC-1 4P 12V DC WVR | Look comments | AF09Z-40-00-20
267232 | EC12D400B024W | Efficor | Efficor Contactor 25A AC-1 4P 24V DC WVR | Look comments | AF09Z-40-00-21
267233 | EC12D400B036W | Efficor | Efficor Contactor 25A AC-1 4P 36V DC WVR | Look comments | AF09Z-40-00-21
267234 | EC12D400B048W | Efficor | Efficor Contactor 25A AC-1 4P 48V DC WVR | Look comments | AF09Z-40-00-21
267235 | EC12D400B060W | Efficor | Efficor Contactor 25A AC-1 4P 60V DC WVR | Look comments | AF09Z-40-00-22
267236 | EC12D400B072W | Efficor | Efficor Contactor 25A AC-1 4P 72V DC WVR | Look comments | AF09Z-40-00-22
267237 | EC12D400B110W | Efficor | Efficor Contactor 25A AC-1 4P 110V DC WVR | Look comments | AF09Z-40-00-22
267238 | EC12D400B125W | Efficor | Efficor Contactor 25A AC-1 4P 125V DC WVR | Look comments | AF09Z-40-00-23
267239 | EC12D400B230W | Efficor | Efficor Contactor 25A AC-1 4P 230V DC WVR | Look comments | AF09Z-40-00-23
267240 | EC12D400B250W | Efficor | Efficor Contactor 25A AC-1 4P 250V DC WVR | Look comments | AF09Z-40-00-23
267241 | EC12D400B440W | Efficor | Efficor Contactor 25A AC-1 4P 440V DC WVR | Look comments | AF09-40-00-14
267242 | EC12D400B024L | Efficor | Efficor Contactor 25A AC-1 4P 24V DC LC | Look comments | AF09Z-40-00-21
267243 | EC12D400B048L | Efficor | Efficor Contactor 25A AC-1 4P 48V DC LC | Look comments | AF09Z-40-00-21
267244 | EC12D400B110L | Efficor | Efficor Contactor 25A AC-1 4P 110V DC LC | Look comments | AF09Z-40-00-23
267245 | EC12D400B230L | Efficor | Efficor Contactor 25A AC-1 4P 230V DC LC | Look comments | AF09Z-40-00-23
267246 | EC18D400B012W | Efficor | Efficor Contactor 32A AC-1 4P 12V DC WVR | Look comments | AF16Z-40-00-20
267247 | EC18D400B024W | Efficor | Efficor Contactor 32A AC-1 4P 24V DC WVR | Look comments | AF16Z-40-00-21
267248 | EC18D400B036W | Efficor | Efficor Contactor 32A AC-1 4P 36V DC WVR | Look comments | AF16Z-40-00-21
267249 | EC18D400B048W | Efficor | Efficor Contactor 32A AC-1 4P 48V DC WVR | Look comments | AF16Z-40-00-21
267250 | EC18D400B060W | Efficor | Efficor Contactor 32A AC-1 4P 60V DC WVR | Look comments | AF16Z-40-00-22
267251 | EC18D400B072W | Efficor | Efficor Contactor 32A AC-1 4P 72V DC WVR | Look comments | AF16Z-40-00-22
267252 | EC18D400B110W | Efficor | Efficor Contactor 32A AC-1 4P 110V DC WVR | Look comments | AF16Z-40-00-22
267253 | EC18D400B125W | Efficor | Efficor Contactor 32A AC-1 4P 125V DC WVR | Look comments | AF16Z-40-00-23
267254 | EC18D400B230W | Efficor | Efficor Contactor 32A AC-1 4P 230V DC WVR | Look comments | AF16Z-40-00-23
267255 | EC18D400B250W | Efficor | Efficor Contactor 32A AC-1 4P 250V DC WVR | Look comments | AF16Z-40-00-23
267256 | EC18D400B440W | Efficor | Efficor Contactor 32A AC-1 4P 440V DC WVR | Look comments | AF16-40-00-14
267257 | EC18D400B024L | Efficor | Efficor Contactor 32A AC-1 4P 24V DC LC | Look comments | AF16Z-40-00-21
267258 | EC18D400B048L | Efficor | Efficor Contactor 32A AC-1 4P 48V DC LC | Look comments | AF16Z-40-00-21
267259 | EC18D400B110L | Efficor | Efficor Contactor 32A AC-1 4P 110V DC LC | Look comments | AF16Z-40-00-23
267260 | EC18D400B230L | Efficor | Efficor Contactor 32A AC-1 4P 230V DC LC | Look comments | AF16Z-40-00-23
267261 | EC25D400B012W | Efficor | Efficor Contactor 45A AC-1 4P 12V DC WVR | Look comments | AF26Z-40-00-20
267262 | EC25D400B024W | Efficor | Efficor Contactor 45A AC-1 4P 24V DC WVR | Look comments | AF26Z-40-00-21
267263 | EC25D400B036W | Efficor | Efficor Contactor 45A AC-1 4P 36V DC WVR | Look comments | AF26Z-40-00-21
267264 | EC25D400B048W | Efficor | Efficor Contactor 45A AC-1 4P 48V DC WVR | Look comments | AF26Z-40-00-21
267265 | EC25D400B060W | Efficor | Efficor Contactor 45A AC-1 4P 60V DC WVR | Look comments | AF26Z-40-00-22
267266 | EC25D400B072W | Efficor | Efficor Contactor 45A AC-1 4P 72V DC WVR | Look comments | AF26Z-40-00-22
267267 | EC25D400B110W | Efficor | Efficor Contactor 45A AC-1 4P 110V DC WVR | Look comments | AF26Z-40-00-22
267268 | EC25D400B125W | Efficor | Efficor Contactor 45A AC-1 4P 125V DC WVR | Look comments | AF26Z-40-00-23
267269 | EC25D400B230W | Efficor | Efficor Contactor 45A AC-1 4P 230V DC WVR | Look comments | AF26Z-40-00-23
267270 | EC25D400B250W | Efficor | Efficor Contactor 45A AC-1 4P 250V DC WVR | Look comments | AF26Z-40-00-23
267271 | EC25D400B440W | Efficor | Efficor Contactor 45A AC-1 4P 440V DC WVR | Look comments | AF26-40-00-14
267272 | EC25D400B024L | Efficor | Efficor Contactor 45A AC-1 4P 24V DC LC | Look comments | AF26Z-40-00-21
267273 | EC25D400B048L | Efficor | Efficor Contactor 45A AC-1 4P 48V DC LC | Look comments | AF26Z-40-00-21
267274 | EC25D400B110L | Efficor | Efficor Contactor 45A AC-1 4P 110V DC LC | Look comments | AF26Z-40-00-23
267275 | EC25D400B230L | Efficor | Efficor Contactor 45A AC-1 4P 230V DC LC | Look comments | AF26Z-40-00-23
267276 | EC32D400B012W | Efficor | Efficor Contactor 60A AC-1 4P 12V DC WVR | Look comments | AF38Z-40-00-20
267277 | EC32D400B024W | Efficor | Efficor Contactor 60A AC-1 4P 24V DC WVR | Look comments | AF38Z-40-00-21
267278 | EC32D400B036W | Efficor | Efficor Contactor 60A AC-1 4P 36V DC WVR | Look comments | AF38Z-40-00-21
267279 | EC32D400B048W | Efficor | Efficor Contactor 60A AC-1 4P 48V DC WVR | Look comments | AF38Z-40-00-21
267280 | EC32D400B060W | Efficor | Efficor Contactor 60A AC-1 4P 60V DC WVR | Look comments | AF38Z-40-00-22
267281 | EC32D400B072W | Efficor | Efficor Contactor 60A AC-1 4P 72V DC WVR | Look comments | AF38Z-40-00-22
267282 | EC32D400B110W | Efficor | Efficor Contactor 60A AC-1 4P 110V DC WVR | Look comments | AF38Z-40-00-22
267283 | EC32D400B125W | Efficor | Efficor Contactor 60A AC-1 4P 125V DC WVR | Look comments | AF38Z-40-00-23
267284 | EC32D400B230W | Efficor | Efficor Contactor 60A AC-1 4P 230V DC WVR | Look comments | AF38Z-40-00-23
267285 | EC32D400B250W | Efficor | Efficor Contactor 60A AC-1 4P 250V DC WVR | Look comments | AF38Z-40-00-23
267286 | EC32D400B440W | Efficor | Efficor Contactor 60A AC-1 4P 440V DC WVR | Look comments | AF38B-40-00-14
267287 | EC32D400B024L | Efficor | Efficor Contactor 60A AC-1 4P 24V DC LC | Look comments | AF38Z-40-00-21
267288 | EC32D400B048L | Efficor | Efficor Contactor 60A AC-1 4P 48V DC LC | Look comments | AF38Z-40-00-21
267289 | EC32D400B110L | Efficor | Efficor Contactor 60A AC-1 4P 110V DC LC | Look comments | AF38Z-40-00-23
267290 | EC32D400B230L | Efficor | Efficor Contactor 60A AC-1 4P 230V DC LC | Look comments | AF38Z-40-00-23
267291 | EC12AB00B012 | Efficor | Efficor Contactor 12A AC-3 2NO+2NC 12V 50/60Hz | Look comments | Look comments | Product Gap, 12V AC Coil
267292 | EC12AB00B024 | Efficor | Efficor Contactor 12A AC-3 2NO+2NC 24V 50/60Hz | Look comments | AF09-22-00-11
267293 | EC12AB00B042 | Efficor | Efficor Contactor 12A AC-3 2NO+2NC 42V 50/60Hz | Look comments | AF09-22-00-11
267294 | EC12AB00B048 | Efficor | Efficor Contactor 12A AC-3 2NO+2NC 48V 50/60Hz | Look comments | AF09-22-00-12
267295 | EC12AB00B110 | Efficor | Efficor Contactor 12A AC-3 2NO+2NC 110V 50/60Hz | Look comments | AF09-22-00-13
267296 | EC12AB00B120 | Efficor | Efficor Contactor 12A AC-3 2NO+2NC 120V 50/60Hz | Look comments | AF09-22-00-13
267297 | EC12AB00B208 | Efficor | Efficor Contactor 12A AC-3 2NO+2NC 208V 50/60Hz | Look comments | AF09-22-00-13
267298 | EC12AB00B230 | Efficor | Efficor Contactor 12A AC-3 2NO+2NC 230V 50/60Hz | Look comments | AF09-22-00-13
267299 | EC12AB00B240 | Efficor | Efficor Contactor 12A AC-3 2NO+2NC 240V 50/60Hz | Look comments | AF09-22-00-13
267300 | EC12AB00B400 | Efficor | Efficor Contactor 12A AC-3 2NO+2NC 400V 50/60Hz | Look comments | AF09-22-00-14
267301 | EC12AB00B440 | Efficor | Efficor Contactor 12A AC-3 2NO+2NC 440V 50/60Hz | Look comments | AF09-22-00-14
267302 | EC12AB00B480 | Efficor | Efficor Contactor 12A AC-3 2NO+2NC 480V 50/60Hz | Look comments | AF09-22-00-14
267303 | EC12AB00B500 | Efficor | Efficor Contactor 12A AC-3 2NO+2NC 500V 50/60Hz | Look comments | AF09-22-00-14
267304 | EC12AB00B600 | Efficor | Efficor Contactor 12A AC-3 2NO+2NC 600V 50/60Hz | Look comments | Look comments | Prodcut Gap, 600V AC Coil
267305 | EC18AB00B012 | Efficor | Efficor Contactor 18A AC-3 2NO+2NC 12V 50/60Hz | Look comments | Look comments | Product Gap, 12V AC Coil
267306 | EC18AB00B024 | Efficor | Efficor Contactor 18A AC-3 2NO+2NC 24V 50/60Hz | Look comments | AF16-22-00-11
267307 | EC18AB00B042 | Efficor | Efficor Contactor 18A AC-3 2NO+2NC 42V 50/60Hz | Look comments | AF16-22-00-11
267308 | EC18AB00B048 | Efficor | Efficor Contactor 18A AC-3 2NO+2NC 48V 50/60Hz | Look comments | AF16-22-00-12
267309 | EC18AB00B110 | Efficor | Efficor Contactor 18A AC-3 2NO+2NC 110V 50/60Hz | Look comments | AF16-22-00-13
267310 | EC18AB00B120 | Efficor | Efficor Contactor 18A AC-3 2NO+2NC 120V 50/60Hz | Look comments | AF16-22-00-13
267311 | EC18AB00B208 | Efficor | Efficor Contactor 18A AC-3 2NO+2NC 208V 50/60Hz | Look comments | AF16-22-00-13
267312 | EC18AB00B230 | Efficor | Efficor Contactor 18A AC-3 2NO+2NC 230V 50/60Hz | Look comments | AF16-22-00-13
267313 | EC18AB00B240 | Efficor | Efficor Contactor 18A AC-3 2NO+2NC 240V 50/60Hz | Look comments | AF16-22-00-13
267314 | EC18AB00B400 | Efficor | Efficor Contactor 18A AC-3 2NO+2NC 400V 50/60Hz | Look comments | AF16-22-00-14
267315 | EC18AB00B440 | Efficor | Efficor Contactor 18A AC-3 2NO+2NC 440V 50/60Hz | Look comments | AF16-22-00-14
267316 | EC18AB00B480 | Efficor | Efficor Contactor 18A AC-3 2NO+2NC 480V 50/60Hz | Look comments | AF16-22-00-14
267317 | EC18AB00B500 | Efficor | Efficor Contactor 18A AC-3 2NO+2NC 500V 50/60Hz | Look comments | AF16-22-00-14
267318 | EC18AB00B600 | Efficor | Efficor Contactor 18A AC-3 2NO+2NC 600V 50/60Hz | Look comments | Look comments | Prodcut Gap, 600V AC Coil
267319 | EC25AB00B012 | Efficor | Efficor Contactor 25A AC-3 2NO+2NC 12V 50/60Hz | Look comments | Look comments | Product Gap, 12V AC Coil
267320 | EC25AB00B024 | Efficor | Efficor Contactor 25A AC-3 2NO+2NC 24V 50/60Hz | Look comments | AF26-22-00-11
267321 | EC25AB00B042 | Efficor | Efficor Contactor 25A AC-3 2NO+2NC 42V 50/60Hz | Look comments | AF26-22-00-11
267322 | EC25AB00B048 | Efficor | Efficor Contactor 25A AC-3 2NO+2NC 48V 50/60Hz | Look comments | AF26-22-00-12
267323 | EC25AB00B110 | Efficor | Efficor Contactor 25A AC-3 2NO+2NC 110V 50/60Hz | Look comments | AF26-22-00-13
267324 | EC25AB00B120 | Efficor | Efficor Contactor 25A AC-3 2NO+2NC 120V 50/60Hz | Look comments | AF26-22-00-13
267325 | EC25AB00B208 | Efficor | Efficor Contactor 25A AC-3 2NO+2NC 208V 50/60Hz | Look comments | AF26-22-00-13
267326 | EC25AB00B230 | Efficor | Efficor Contactor 25A AC-3 2NO+2NC 230V 50/60Hz | Look comments | AF26-22-00-13
267327 | EC25AB00B240 | Efficor | Efficor Contactor 25A AC-3 2NO+2NC 240V 50/60Hz | Look comments | AF26-22-00-13
267328 | EC25AB00B400 | Efficor | Efficor Contactor 25A AC-3 2NO+2NC 400V 50/60Hz | Look comments | AF26-22-00-14
267329 | EC25AB00B440 | Efficor | Efficor Contactor 25A AC-3 2NO+2NC 440V 50/60Hz | Look comments | AF26-22-00-14
267330 | EC25AB00B480 | Efficor | Efficor Contactor 25A AC-3 2NO+2NC 480V 50/60Hz | Look comments | AF26-22-00-14
267331 | EC25AB00B500 | Efficor | Efficor Contactor 25A AC-3 2NO+2NC 500V 50/60Hz | Look comments | AF26-22-00-14
267332 | EC25AB00B600 | Efficor | Efficor Contactor 25A AC-3 2NO+2NC 600V 50/60Hz | Look comments | Look comments | Prodcut Gap, 600V AC Coil
267333 | EC32AB00B012 | Efficor | Efficor Contactor 32A AC-3 2NO+2NC 12V 50/60Hz | Look comments | Look comments | Product Gap, 12V AC Coil
267334 | EC32AB00B024 | Efficor | Efficor Contactor 32A AC-3 2NO+2NC 24V 50/60Hz | Look comments | AF38-22-00-11
267335 | EC32AB00B042 | Efficor | Efficor Contactor 32A AC-3 2NO+2NC 42V 50/60Hz | Look comments | AF38-22-00-11
267336 | EC32AB00B048 | Efficor | Efficor Contactor 32A AC-3 2NO+2NC 48V 50/60Hz | Look comments | AF38-22-00-12
267337 | EC32AB00B110 | Efficor | Efficor Contactor 32A AC-3 2NO+2NC 110V 50/60Hz | Look comments | AF38-22-00-13
267338 | EC32AB00B120 | Efficor | Efficor Contactor 32A AC-3 2NO+2NC 120V 50/60Hz | Look comments | AF38-22-00-13
267339 | EC32AB00B208 | Efficor | Efficor Contactor 32A AC-3 2NO+2NC 208V 50/60Hz | Look comments | AF38-22-00-13
267340 | EC32AB00B230 | Efficor | Efficor Contactor 32A AC-3 2NO+2NC 230V 50/60Hz | Look comments | AF38-22-00-13
267341 | EC32AB00B240 | Efficor | Efficor Contactor 32A AC-3 2NO+2NC 240V 50/60Hz | Look comments | AF38-22-00-13
267342 | EC32AB00B400 | Efficor | Efficor Contactor 32A AC-3 2NO+2NC 400V 50/60Hz | Look comments | AF38-22-00-14
267343 | EC32AB00B440 | Efficor | Efficor Contactor 32A AC-3 2NO+2NC 440V 50/60Hz | Look comments | AF38-22-00-14
267344 | EC32AB00B480 | Efficor | Efficor Contactor 32A AC-3 2NO+2NC 480V 50/60Hz | Look comments | AF38-22-00-14
267345 | EC32AB00B500 | Efficor | Efficor Contactor 32A AC-3 2NO+2NC 500V 50/60Hz | Look comments | AF38-22-00-14
267346 | EC32AB00B600 | Efficor | Efficor Contactor 32A AC-3 2NO+2NC 600V 50/60Hz | Look comments | Look comments | Prodcut Gap, 600V AC Coil
267347 | EC12DB00B012W | Efficor | Efficor Contactor 12A AC-3 2NO+2NC 12V DC WVR | Look comments | AF09Z-22-00-20
267348 | EC12DB00B024W | Efficor | Efficor Contactor 12A AC-3 2NO+2NC 24V DC WVR | Look comments | AF09Z-22-00-21
267349 | EC12DB00B036W | Efficor | Efficor Contactor 12A AC-3 2NO+2NC 36V DC WVR | Look comments | AF09Z-22-00-21
267350 | EC12DB00B048W | Efficor | Efficor Contactor 12A AC-3 2NO+2NC 48V DC WVR | Look comments | AF09Z-22-00-21
267351 | EC12DB00B060W | Efficor | Efficor Contactor 12A AC-3 2NO+2NC 60V DC WVR | Look comments | AF09Z-22-00-22
267352 | EC12DB00B072W | Efficor | Efficor Contactor 12A AC-3 2NO+2NC 72V DC WVR | Look comments | AF09Z-22-00-22
267353 | EC12DB00B110W | Efficor | Efficor Contactor 12A AC-3 2NO+2NC 110V DC WVR | Look comments | AF09Z-22-00-22
267354 | EC12DB00B125W | Efficor | Efficor Contactor 12A AC-3 2NO+2NC 125V DC WVR | Look comments | AF09Z-22-00-23
267355 | EC12DB00B230W | Efficor | Efficor Contactor 12A AC-3 2NO+2NC 230V DC WVR | Look comments | AF09Z-22-00-23
267356 | EC12DB00B250W | Efficor | Efficor Contactor 12A AC-3 2NO+2NC 250V DC WVR | Look comments | AF09Z-22-00-23
267357 | EC12DB00B440W | Efficor | Efficor Contactor 12A AC-3 2NO+2NC 440V DC WVR | Look comments | AF09-22-00-14
267358 | EC12DB00B024L | Efficor | Efficor Contactor 12A AC-3 2NO+2NC 24V DC LC | Look comments | AF09Z-22-00-21
267359 | EC12DB00B048L | Efficor | Efficor Contactor 12A AC-3 2NO+2NC 48V DC LC | Look comments | AF09Z-22-00-21
267360 | EC12DB00B110L | Efficor | Efficor Contactor 12A AC-3 2NO+2NC 110V DC LC | Look comments | AF09Z-22-00-23
267361 | EC12DB00B230L | Efficor | Efficor Contactor 12A AC-3 2NO+2NC 230V DC LC | Look comments | AF09Z-22-00-23
267362 | EC18DB00B012W | Efficor | Efficor Contactor 18A AC-3 2NO+2NC 12V DC WVR | Look comments | AF16Z-22-00-20
267363 | EC18DB00B024W | Efficor | Efficor Contactor 18A AC-3 2NO+2NC 24V DC WVR | Look comments | AF16Z-22-00-21
267364 | EC18DB00B036W | Efficor | Efficor Contactor 18A AC-3 2NO+2NC 36V DC WVR | Look comments | AF16Z-22-00-21
267365 | EC18DB00B048W | Efficor | Efficor Contactor 18A AC-3 2NO+2NC 48V DC WVR | Look comments | AF16Z-22-00-21
267366 | EC18DB00B060W | Efficor | Efficor Contactor 18A AC-3 2NO+2NC 60V DC WVR | Look comments | AF16Z-22-00-22
267367 | EC18DB00B072W | Efficor | Efficor Contactor 18A AC-3 2NO+2NC 72V DC WVR | Look comments | AF16Z-22-00-22
267368 | EC18DB00B110W | Efficor | Efficor Contactor 18A AC-3 2NO+2NC 110V DC WVR | Look comments | AF16Z-22-00-22
267369 | EC18DB00B125W | Efficor | Efficor Contactor 18A AC-3 2NO+2NC 125V DC WVR | Look comments | AF16Z-22-00-23
267370 | EC18DB00B230W | Efficor | Efficor Contactor 18A AC-3 2NO+2NC 230V DC WVR | Look comments | AF16Z-22-00-23
267371 | EC18DB00B250W | Efficor | Efficor Contactor 18A AC-3 2NO+2NC 250V DC WVR | Look comments | AF16Z-22-00-23
267372 | EC18DB00B440W | Efficor | Efficor Contactor 18A AC-3 2NO+2NC 440V DC WVR | Look comments | AF16-22-00-14
267373 | EC18DB00B024L | Efficor | Efficor Contactor 18A AC-3 2NO+2NC 24V DC LC | Look comments | AF16Z-22-00-21
267374 | EC18DB00B048L | Efficor | Efficor Contactor 18A AC-3 2NO+2NC 48V DC LC | Look comments | AF16Z-22-00-21
267375 | EC18DB00B110L | Efficor | Efficor Contactor 18A AC-3 2NO+2NC 110V DC LC | Look comments | AF16Z-22-00-23
267376 | EC18DB00B230L | Efficor | Efficor Contactor 18A AC-3 2NO+2NC 230V DC LC | Look comments | AF16Z-22-00-23
267377 | EC25DB00B012W | Efficor | Efficor Contactor 25A AC-3 2NO+2NC 12V DC WVR | Look comments | AF26Z-22-00-20
267378 | EC25DB00B024W | Efficor | Efficor Contactor 25A AC-3 2NO+2NC 24V DC WVR | Look comments | AF26Z-22-00-21
267379 | EC25DB00B036W | Efficor | Efficor Contactor 25A AC-3 2NO+2NC 36V DC WVR | Look comments | AF26Z-22-00-21
267380 | EC25DB00B048W | Efficor | Efficor Contactor 25A AC-3 2NO+2NC 48V DC WVR | Look comments | AF26Z-22-00-21
267381 | EC25DB00B060W | Efficor | Efficor Contactor 25A AC-3 2NO+2NC 60V DC WVR | Look comments | AF26Z-22-00-22
267382 | EC25DB00B072W | Efficor | Efficor Contactor 25A AC-3 2NO+2NC 72V DC WVR | Look comments | AF26Z-22-00-22
267383 | EC25DB00B110W | Efficor | Efficor Contactor 25A AC-3 2NO+2NC 110V DC WVR | Look comments | AF26Z-22-00-22
267384 | EC25DB00B125W | Efficor | Efficor Contactor 25A AC-3 2NO+2NC 125V DC WVR | Look comments | AF26Z-22-00-23
267385 | EC25DB00B230W | Efficor | Efficor Contactor 25A AC-3 2NO+2NC 230V DC WVR | Look comments | AF26Z-22-00-23
267386 | EC25DB00B250W | Efficor | Efficor Contactor 25A AC-3 2NO+2NC 250V DC WVR | Look comments | AF26Z-22-00-23
267387 | EC25DB00B440W | Efficor | Efficor Contactor 25A AC-3 2NO+2NC 440V DC WVR | Look comments | AF26-22-00-14
267392 | EC32DB00B012W | Efficor | Efficor Contactor 32A AC-3 2NO+2NC 12V DC WVR | Look comments | AF38Z-22-00-20
267393 | EC32DB00B024W | Efficor | Efficor Contactor 32A AC-3 2NO+2NC 24V DC WVR | Look comments | AF38Z-22-00-21
267394 | EC32DB00B036W | Efficor | Efficor Contactor 32A AC-3 2NO+2NC 36V DC WVR | Look comments | AF38Z-22-00-21
267395 | EC32DB00B048W | Efficor | Efficor Contactor 32A AC-3 2NO+2NC 48V DC WVR | Look comments | AF38Z-22-00-21
267396 | EC32DB00B060W | Efficor | Efficor Contactor 32A AC-3 2NO+2NC 60V DC WVR | Look comments | AF38Z-22-00-22
267397 | EC32DB00B072W | Efficor | Efficor Contactor 32A AC-3 2NO+2NC 72V DC WVR | Look comments | AF38Z-22-00-22
267398 | EC32DB00B110W | Efficor | Efficor Contactor 32A AC-3 2NO+2NC 110V DC WVR | Look comments | AF38Z-22-00-22
267399 | EC32DB00B125W | Efficor | Efficor Contactor 32A AC-3 2NO+2NC 125V DC WVR | Look comments | AF38Z-22-00-23
267400 | EC32DB00B230W | Efficor | Efficor Contactor 32A AC-3 2NO+2NC 230V DC WVR | Look comments | AF38Z-22-00-23
267401 | EC32DB00B250W | Efficor | Efficor Contactor 32A AC-3 2NO+2NC 250V DC WVR | Look comments | AF38Z-22-00-23
267402 | EC32DB00B440W | Efficor | Efficor Contactor 32A AC-3 2NO+2NC 440V DC WVR | Look comments | AF38B-22-00-14
268103 | ECRT2B10N | ECRT Series | ECRT T.O.R. 8A-12A Box clamp Class 10A for EC25..EC40 contactors | Look comments | TF42-10
268104 | ECRT2B10P | ECRT Series | ECRT T.O.R. 10A-16A Box clamp Class 10A for EC25..EC40 contactors | Look comments | TF42-13
268105 | ECRT2B10S | ECRT Series | ECRT T.O.R. 14,5A-18A Box clamp Class 10A for EC25..EC40 contactors | Look comments | TF42-16
268106 | ECRT2B10T | ECRT Series | ECRT T.O.R. 17,5A-22A Box clamp Class 10A for EC25..EC40 contactors | Look comments | TF42-20
268107 | ECRT2B10U | ECRT Series | ECRT T.O.R. 21A-26A Box clamp Class 10A for EC25..EC40 contactors | Look comments | TF42-24
268108 | ECRT2B10V | ECRT Series | ECRT T.O.R. 25A-32A Box clamp Class 10A for EC25..EC40 contactors | Look comments | TF42-29
268109 | ECRT2B10W | ECRT Series | ECRT T.O.R. 30A-40A Box clamp Class 10A for EC25..EC40 contactors | Look comments | TF42-35
268140 | ECACA440B012 | Efficor | Efficor Auxiliary contactor 4NO Coil 12V 50/60 Hz | Look comments | Look comments | Product Gap, 12V AC Coil
268141 | ECACA440B024 | Efficor | Efficor Auxiliary contactor 4NO Coil 24V 50/60 Hz | Look comments | NF40E-11
268142 | ECACA440B042 | Efficor | Efficor Auxiliary contactor 4NO Coil 42V 50/60 Hz | Look comments | NF40E-11
268143 | ECACA440B048 | Efficor | Efficor Auxiliary contactor 4NO Coil 48V 50/60 Hz | Look comments | NF40E-12
268144 | ECACA440B110 | Efficor | Efficor Auxiliary contactor 4NO Coil 110V 50/60 Hz | Look comments | NF40E-13
268145 | ECACA440B120 | Efficor | Efficor Auxiliary contactor 4NO Coil 120V 50/60 Hz | Look comments | NF40E-13
268146 | ECACA440B208 | Efficor | Efficor Auxiliary contactor 4NO Coil 208V 50/60 Hz | Look comments | NF40E-13
268147 | ECACA440B230 | Efficor | Efficor Auxiliary contactor 4NO Coil 230V 50/60 Hz | Look comments | NF40E-13
268148 | ECACA440B240 | Efficor | Efficor Auxiliary contactor 4NO Coil 240V 50/60 Hz | Look comments | NF40E-13
268149 | ECACA440B400 | Efficor | Efficor Auxiliary contactor 4NO Coil 400V 50/60 Hz | Look comments | NF40E-14
268150 | ECACA440B440 | Efficor | Efficor Auxiliary contactor 4NO Coil 440V 50/60 Hz | Look comments | NF40E-14
268151 | ECACA440B480 | Efficor | Efficor Auxiliary contactor 4NO Coil 480V 50/60 Hz | Look comments | NF40E-14
268152 | ECACA440B500 | Efficor | Efficor Auxiliary contactor 4NO Coil 500V 50/60 Hz | Look comments | NF40E-14
268153 | ECACA440B600 | Efficor | Efficor Auxiliary contactor 4NO Coil 600V 50/60 Hz | Look comments | Look comments | Prodcut Gap, 600V AC Coil
268154 | ECACA431B012 | Efficor | Efficor Auxiliary contactor 3NO+1NC Coil 12V 50/60 Hz | Look comments | Look comments | Product Gap, 12V AC Coil
268155 | ECACA431B024 | Efficor | Efficor Auxiliary contactor 3NO+1NC Coil 24V 50/60 Hz | Look comments | NF31E-11
268156 | ECACA431B042 | Efficor | Efficor Auxiliary contactor 3NO+1NC Coil 42V 50/60 Hz | Look comments | NF31E-11
268157 | ECACA431B048 | Efficor | Efficor Auxiliary contactor 3NO+1NC Coil 48V 50/60 Hz | Look comments | NF31E-12
268158 | ECACA431B110 | Efficor | Efficor Auxiliary contactor 3NO+1NC Coil 110V 50/60 Hz | Look comments | NF31E-13
268159 | ECACA431B120 | Efficor | Efficor Auxiliary contactor 3NO+1NC Coil 120V 50/60 Hz | Look comments | NF31E-13
268160 | ECACA431B208 | Efficor | Efficor Auxiliary contactor 3NO+1NC Coil 208V 50/60 Hz | Look comments | NF31E-13
268161 | ECACA431B230 | Efficor | Efficor Auxiliary contactor 3NO+1NC Coil 230V 50/60 Hz | Look comments | NF31E-13
268162 | ECACA431B240 | Efficor | Efficor Auxiliary contactor 3NO+1NC Coil 240V 50/60 Hz | Look comments | NF31E-13
268163 | ECACA431B400 | Efficor | Efficor Auxiliary contactor 3NO+1NC Coil 400V 50/60 Hz | Look comments | NF31E-14
268164 | ECACA431B440 | Efficor | Efficor Auxiliary contactor 3NO+1NC Coil 440V 50/60 Hz | Look comments | NF31E-14
268165 | ECACA431B480 | Efficor | Efficor Auxiliary contactor 3NO+1NC Coil 480V 50/60 Hz | Look comments | NF31E-14
268166 | ECACA431B500 | Efficor | Efficor Auxiliary contactor 3NO+1NC Coil 500V 50/60 Hz | Look comments | NF31E-14
268167 | ECACA431B600 | Efficor | Efficor Auxiliary contactor 3NO+1NC Coil 600V 50/60 Hz | Look comments | Look comments | Prodcut Gap, 600V AC Coil
268168 | ECACA422B012 | Efficor | Efficor Auxiliary contactor 2NO+2NC Coil 12V 50/60 Hz | Look comments | Look comments | Product Gap, 12V AC Coil
268169 | ECACA422B024 | Efficor | Efficor Auxiliary contactor 2NO+2NC Coil 24V 50/60 Hz | Look comments | NF22E-11
268170 | ECACA422B042 | Efficor | Efficor Auxiliary contactor 2NO+2NC Coil 42V 50/60 Hz | Look comments | NF22E-11
268171 | ECACA422B048 | Efficor | Efficor Auxiliary contactor 2NO+2NC Coil 48V 50/60 Hz | Look comments | NF22E-12
268172 | ECACA422B110 | Efficor | Efficor Auxiliary contactor 2NO+2NC Coil 110V 50/60 Hz | Look comments | NF22E-13
268173 | ECACA422B120 | Efficor | Efficor Auxiliary contactor 2NO+2NC Coil 120V 50/60 Hz | Look comments | NF22E-13
268174 | ECACA422B208 | Efficor | Efficor Auxiliary contactor 2NO+2NC Coil 208V 50/60 Hz | Look comments | NF22E-13
268175 | ECACA422B230 | Efficor | Efficor Auxiliary contactor 2NO+2NC Coil 230V 50/60 Hz | Look comments | NF22E-13
268176 | ECACA422B240 | Efficor | Efficor Auxiliary contactor 2NO+2NC Coil 240V 50/60 Hz | Look comments | NF22E-13
268177 | ECACA422B400 | Efficor | Efficor Auxiliary contactor 2NO+2NC Coil 400V 50/60 Hz | Look comments | NF22E-14
268178 | ECACA422B440 | Efficor | Efficor Auxiliary contactor 2NO+2NC Coil 440V 50/60 Hz | Look comments | NF22E-14
268179 | ECACA422B480 | Efficor | Efficor Auxiliary contactor 2NO+2NC Coil 480V 50/60 Hz | Look comments | NF22E-14
268180 | ECACA422B500 | Efficor | Efficor Auxiliary contactor 2NO+2NC Coil 500V 50/60 Hz | Look comments | NF22E-14
268181 | ECACA422B600 | Efficor | Efficor Auxiliary contactor 2NO+2NC Coil 600V 50/60 Hz | Look comments | Look comments | Prodcut Gap, 600V AC Coil
268182 | ECACA413B012 | Efficor | Efficor Auxiliary contactor 1NO+3NC Coil 12V 50/60 Hz | Look comments | Look comments | Product Gap, 12V AC Coil
268183 | ECACA413B024 | Efficor | Efficor Auxiliary contactor 1NO+3NC Coil 24V 50/60 Hz | Look comments | NF44E-11
268184 | ECACA413B042 | Efficor | Efficor Auxiliary contactor 1NO+3NC Coil 42V 50/60 Hz | Look comments | NF44E-11 | NF44 is 2stack with 4NO+4NC / ECACA413 is 1stack with 1NO+3NC.
268185 | ECACA413B048 | Efficor | Efficor Auxiliary contactor 1NO+3NC Coil 48V 50/60 Hz | Look comments | NF44E-12
268186 | ECACA413B110 | Efficor | Efficor Auxiliary contactor 1NO+3NC Coil 110V 50/60 Hz | Look comments | NF44E-13
268187 | ECACA413B120 | Efficor | Efficor Auxiliary contactor 1NO+3NC Coil 120V 50/60 Hz | Look comments | NF44E-13
268188 | ECACA413B208 | Efficor | Efficor Auxiliary contactor 1NO+3NC Coil 208V 50/60 Hz | Look comments | NF44E-13
268189 | ECACA413B230 | Efficor | Efficor Auxiliary contactor 1NO+3NC Coil 230V 50/60 Hz | Look comments | NF44E-13
268190 | ECACA413B240 | Efficor | Efficor Auxiliary contactor 1NO+3NC Coil 240V 50/60 Hz | Look comments | NF44E-13
268191 | ECACA413B400 | Efficor | Efficor Auxiliary contactor 1NO+3NC Coil 400V 50/60 Hz | Look comments | NF44E-14
268192 | ECACA413B440 | Efficor | Efficor Auxiliary contactor 1NO+3NC Coil 440V 50/60 Hz | Look comments | NF44E-14
268193 | ECACA413B480 | Efficor | Efficor Auxiliary contactor 1NO+3NC Coil 480V 50/60 Hz | Look comments | NF44E-14
268194 | ECACA413B500 | Efficor | Efficor Auxiliary contactor 1NO+3NC Coil 500V 50/60 Hz | Look comments | NF44E-14
268195 | ECACA413B600 | Efficor | Efficor Auxiliary contactor 1NO+3NC Coil 600V 50/60 Hz | Look comments | Look comments | Prodcut Gap, 600V AC Coil
268196 | ECACA404B012 | Efficor | Efficor Auxiliary contactor 4NC Coil 12V 50/60 Hz | Look comments | Look comments | Product Gap, 12V AC Coil
268197 | ECACA404B024 | Efficor | Efficor Auxiliary contactor 4NC Coil 24V 50/60 Hz | Look comments | NF44E-11
268198 | ECACA404B042 | Efficor | Efficor Auxiliary contactor 4NC Coil 42V 50/60 Hz | Look comments | NF44E-11 | NF44 is 2stack with 4NO+4NC / ECACA413 is 1stack with 1NO+3NC.
268199 | ECACA404B048 | Efficor | Efficor Auxiliary contactor 4NC Coil 48V 50/60 Hz | Look comments | NF44E-12
268200 | ECACA404B110 | Efficor | Efficor Auxiliary contactor 4NC Coil 110V 50/60 Hz | Look comments | NF44E-13
268201 | ECACA404B120 | Efficor | Efficor Auxiliary contactor 4NC Coil 120V 50/60 Hz | Look comments | NF44E-13
268202 | ECACA404B208 | Efficor | Efficor Auxiliary contactor 4NC Coil 208V 50/60 Hz | Look comments | NF44E-13
268203 | ECACA404B230 | Efficor | Efficor Auxiliary contactor 4NC Coil 230V 50/60 Hz | Look comments | NF44E-13
268204 | ECACA404B240 | Efficor | Efficor Auxiliary contactor 4NC Coil 240V 50/60 Hz | Look comments | NF44E-13
268205 | ECACA404B400 | Efficor | Efficor Auxiliary contactor 4NC Coil 400V 50/60 Hz | Look comments | NF44E-14
268206 | ECACA404B440 | Efficor | Efficor Auxiliary contactor 4NC Coil 440V 50/60 Hz | Look comments | NF44E-14
268207 | ECACA404B480 | Efficor | Efficor Auxiliary contactor 4NC Coil 480V 50/60 Hz | Look comments | NF44E-14
268208 | ECACA404B500 | Efficor | Efficor Auxiliary contactor 4NC Coil 500V 50/60 Hz | Look comments | NF44E-14
268209 | ECACA404B600 | Efficor | Efficor Auxiliary contactor 4NC Coil 600V 50/60 Hz | Look comments | Look comments | Prodcut Gap, 600V AC Coil
268210 | ECACD440B012W | Efficor | AUXILIARY CONTACTOR, 4NO, COIL 12 VDC WR | Look comments | NFZ40E-20
268211 | ECACD440B024W | Efficor | AUXILIARY CONTACTOR, 4NO, COIL 24 VDC WR | Look comments | NFZ40E-21
268212 | ECACD440B036W | Efficor | AUXILIARY CONTACTOR, 4NO, COIL 36 VDC WR | Look comments | NFZ40E-21
268213 | ECACD440B048W | Efficor | AUXILIARY CONTACTOR, 4NO, COIL 48 VDC WR | Look comments | NFZ40E-21
268214 | ECACD440B060W | Efficor | AUXILIARY CONTACTOR,4NO, COIL 60 VDC WR | Look comments | NFZ40E-22
268215 | ECACD440B072W | Efficor | AUXILIARY CONTACTOR,4NO, COIL 72 VDC WR | Look comments | NFZ40E-22
268216 | ECACD440B110W | Efficor | AUXILIARY CONTACTOR,4NO, COIL 110VDC WR | Look comments | NFZ40E-22
268217 | ECACD440B125W | Efficor | AUXILIARY CONTACTOR,4NO, COIL 125VDC WR | Look comments | NFZ40E-23
268218 | ECACD440B230W | Efficor | AUXILIARY CONTACTOR,4NO, COIL 230VDC WR | Look comments | NFZ40E-23
268219 | ECACD440B250W | Efficor | AUXILIARY CONTACTOR,4NO, COIL 250VDC WR | Look comments | NFZ40E-23
268220 | ECACD440B440W | Efficor | Auxiliary contactor,4NO, Coil 440VDC WR | Look comments | NF40E-14
268221 | ECACD440B024L | Efficor | AUXILIARY CONTACTOR,4NO, COIL 24 VDC LC | Look comments | NFZ40E-21
268222 | ECACD440B048L | Efficor | AUXILIARY CONTACTOR, 4NO, COIL 48 VDC LC | Look comments | NFZ40E-21
268223 | ECACD440B110L | Efficor | AUXILIARY CONTACTOR, 4NO, COIL 110VDC LC | Look comments | NFZ40E-23
268224 | ECACD440B230L | Efficor | AUXILIARY CONTACTOR,4NO, COIL 230VDC LC | Look comments | NFZ40E-23
268225 | ECACD431B012W | Efficor | AUXILIARY CONTACTOR,3NO+1NC,COIL12VDC WR | Look comments | NFZ31E-20
268226 | ECACD431B024W | Efficor | AUXILIARY CONTACTOR,3NO+1NC,COIL24VDC WR | Look comments | NFZ31E-21
268227 | ECACD431B036W | Efficor | AUXILIARY CONTACTOR,3NO+1NC,COIL36VDC WR | Look comments | NFZ31E-21
268228 | ECACD431B048W | Efficor | AUXILIARY CONTACTOR,3NO+1NC,COIL48VDC WR | Look comments | NFZ31E-21
268229 | ECACD431B060W | Efficor | AUXILIARY CONTACTOR,3NO+1NC,COIL60VDC WR | Look comments | NFZ31E-22
268230 | ECACD431B072W | Efficor | AUXILIAR CONTACTOR,3NO +1NC,COIL72VDC WR | Look comments | NFZ31E-22
268231 | ECACD431B110W | Efficor | AUXILIAR CONTACTOR 3NO+1NC,COIL110VDC WR | Look comments | NFZ31E-22
268232 | ECACD431B125W | Efficor | AUXILIAR CONTACTOR,3NO+1NC,COIL125VDC WR | Look comments | NFZ31E-23
268233 | ECACD431B230W | Efficor | AUXILIAR CONTACTOR 3NO+1NC,COIL230VDC WR | Look comments | NFZ31E-23
268234 | ECACD431B250W | Efficor | AUXILIAR CONTACTOR,3NO+1NC,COIL250VDC WR | Look comments | NFZ31E-23
268235 | ECACD431B440W | Efficor | Auxiliar contactor3NO +1NC,Coil440VDC WR | Look comments | NF31E-14
268236 | ECACD431B024L | Efficor | AUXILIARY CONTACTOR,3NO+1NC,COIL24VDC LC | Look comments | NFZ31E-21
268237 | ECACD431B048L | Efficor | AUXILIAR CONTACTOR,3NO +1NC,COIL48VDC LC | Look comments | NFZ31E-21
268238 | ECACD431B110L | Efficor | AUXILIAR CONTACTOR,3NO+1NC,COIL110VDC LC | Look comments | NFZ31E-23
268239 | ECACD431B230L | Efficor | AUXILIAR CONTACTOR,3NO+1NC,COIL230VDC LC | Look comments | NFZ31E-23
268240 | ECACD422B012W | Efficor | AUXILIARY CONTACTOR,2NO+2NC,COIL12VDC WR | Look comments | NFZ22E-20
268241 | ECACD422B024W | Efficor | AUXILIARY CONTACTOR,2NO+2NC,COIL24VDC WR | Look comments | NFZ22E-21
268242 | ECACD422B036W | Efficor | AUXILIARY CONTACTOR,2NO+2NC,COIL36VDC WR | Look comments | NFZ22E-21
268243 | ECACD422B048W | Efficor | AUXILIARY CONTACTOR,2NO+2NC,COIL48VDC WR | Look comments | NFZ22E-21
268244 | ECACD422B060W | Efficor | AUXILIARY CONTACTOR,2NO+2NC,COIL60VDC WR | Look comments | NFZ22E-22
268245 | ECACD422B072W | Efficor | AUXILIAR CONTACTOR,2NO +2NC,COIL72VDC WR | Look comments | NFZ22E-22
268246 | ECACD422B110W | Efficor | AUXILIAR CONTACTOR,2NO+2NC,COIL110VDC WR | Look comments | NFZ22E-22
268247 | ECACD422B125W | Efficor | AUXILIAR CONTACTOR,2NO+2NC,COIL125VDC WR | Look comments | NFZ22E-23
268248 | ECACD422B230W | Efficor | AUXILIAR CONTACTOR,2NO+2NC,COIL230VDC WR | Look comments | NFZ22E-23
268249 | ECACD422B250W | Efficor | AUXILIAR CONTACTOR,2NO+2NC,COIL250VDC WR | Look comments | NFZ22E-23
268250 | ECACD422B440W | Efficor | Auxiliar contactor,2NO+2NC,Coil440VDC WR | Look comments | NF22E-14
268251 | ECACD422B024L | Efficor | AUXILIARY CONTACTOR,2NO+2NC,COIL24VDC LC | Look comments | NFZ22E-21
268252 | ECACD422B048L | Efficor | AUXILIARY CONTACTOR,2NO+2NC,COIL48VDC LC | Look comments | NFZ22E-21
268253 | ECACD422B110L | Efficor | AUXILIAR CONTACTOR,2NO+2NC,COIL110VDC LC | Look comments | NFZ22E-23
268254 | ECACD422B230L | Efficor | AUXILIAR CONTACTOR,2NO+2NC,COIL230VDC LC | Look comments | NFZ22E-23
268270 | ECACD404B012W | Efficor | AUXILIARY CONTACTOR ,4NC ,COIL 12 VDC WR | Look comments | NFZ44E-20
268271 | ECACD404B024W | Efficor | AUXILIARY CONTACTOR, 4NC ,COIL 24 VDC WR | Look comments | NFZ44E-21
268272 | ECACD404B036W | Efficor | AUXILIARY CONTACTOR,4NC , COIL 36 VDC WR | Look comments | NFZ44E-21 | NF44 is 2stack with 4NO+4NC / ECACA413 is 1stack with 1NO+3NC.
268273 | ECACD404B048W | Efficor | AUXILIARY CONTACTOR, 4NC ,COIL 48 VDC WR | Look comments | NFZ44E-21 | NF44 is 2stack with 4NO+4NC / ECACA413 is 1stack with 1NO+3NC.
268274 | ECACD404B060W | Efficor | AUXILIARY CONTACTOR ,4NC,COIL 60 VDC WR | Look comments | NFZ44E-22 | NF44 is 2stack with 4NO+4NC / ECACA413 is 1stack with 1NO+3NC.
268275 | ECACD404B072W | Efficor | AUXILIARY CONTACTOR ,4NC ,COIL 72 VDC WR | Look comments | NFZ44E-22 | NF44 is 2stack with 4NO+4NC / ECACA413 is 1stack with 1NO+3NC.
268276 | ECACD404B110W | Efficor | AUXILIARY CONTACTOR ,4NC ,COIL 110VDC WR | Look comments | NFZ44E-22
268277 | ECACD404B125W | Efficor | AUXILIARY CONTACTOR 4NC ,COIL 125VDC WR | Look comments | NFZ44E-23 | NF44 is 2stack with 4NO+4NC / ECACA413 is 1stack with 1NO+3NC.
268278 | ECACD404B230W | Efficor | AUXILIARY CONTACTOR ,4NC ,COIL 230VDC WR | Look comments | NFZ44E-23
268279 | ECACD404B250W | Efficor | AUXILIARY CONTACTOR ,4NC ,COIL 250VDC WR | Look comments | NFZ44E-23
268280 | ECACD404B440W | Efficor | Auxiliary contactor , 4NC,Coil 440VDC WR | Look comments | NF44E-14
268400 | ECACD413C012W | Efficor | AUX CONTACTOR ,1NO+3NC , COIL 12 VDC WR | Look comments | NFZ44E-20 | NF44 is 2stack with 4NO+4NC / ECACA413 is 1stack with 1NO+3NC. Coil range starts at 1.2V (,85 x Ucmin)
268401 | ECACD413C024W | Efficor | AUX CONTACTOR, 1NO+3NC , COIL 24 VDC WR | Look comments | NFZ44E-21 | NF44 is 2stack with 4NO+4NC / ECACA413 is 1stack with 1NO+3NC.
268402 | ECACD413C036W | Efficor | AUX CONTACTOR, 1NO+3NC , COIL 36 VDC WR | Look comments | NFZ44E-21 | NF44 is 2stack with 4NO+4NC / ECACA413 is 1stack with 1NO+3NC.
268403 | ECACD413C048W | Efficor | AUX CONTACTOR , 1NO+3NC , COIL 48 VDC WR | Look comments | NFZ44E-21 | NF44 is 2stack with 4NO+4NC / ECACA413 is 1stack with 1NO+3NC.
268404 | ECACD413C060W | Efficor | AUX CONTACTOR ,1NO+3NC , COIL 60 VDC WR | Look comments | NFZ44E-22 | NF44 is 2stack with 4NO+4NC / ECACA413 is 1stack with 1NO+3NC.
268405 | ECACD413C072W | Efficor | AUX CONTACTOR ,1NO +3NC ,COIL 72 VDC WR | Look comments | NFZ44E-22 | NF44 is 2stack with 4NO+4NC / ECACA413 is 1stack with 1NO+3NC.
268406 | ECACD413C110W | Efficor | AUX CONTACTOR , 1NO+3NC ,COIL 110VDC WR | Look comments | NFZ44E-22 | NF44 is 2stack with 4NO+4NC / ECACA413 is 1stack with 1NO+3NC.
268407 | ECACD413C125W | Efficor | AUX CONTACTOR , 1NO+3NC ,COIL 125VDC WR | Look comments | NFZ44E-23 | NF44 is 2stack with 4NO+4NC / ECACA413 is 1stack with 1NO+3NC.
268408 | ECACD413C230W | Efficor | AUX CONTACTOR , 1NO+3NC ,COIL 230VDC WR | Look comments | NFZ44E-23
268409 | ECACD413C250W | Efficor | AUX CONTACTOR ,1NO+3NC , COIL 250VDC WR | Look comments | NFZ44E-23
268410 | ECACD413B440W | Efficor | Aux contactor , 1NO +3NC,Coil 440VDC WR | Look comments | NF44E-14
268411 | ECACD413C024L | Efficor | AUX CONTACTOR , 1NO+3NC , COIL 24 VDC LC | Look comments | NFZ44E-21 | NF44 is 2stack with 4NO+4NC / ECACA413 is 1stack with 1NO+3NC.
268412 | ECACD413C048L | Efficor | AUX CONTACTOR , 1NO +3NC, COIL 48VDC LC | Look comments | NFZ44E-21 | NF44 is 2stack with 4NO+4NC / ECACA413 is 1stack with 1NO+3NC.
268413 | ECACD413C110L | Efficor | AUX CONTACTOR , 1NO+3NC ,COIL 110 VDC LC | Look comments | NFZ44E-23 | NF44 is 2stack with 4NO+4NC / ECACA413 is 1stack with 1NO+3NC.
268414 | ECACD413C230L | Efficor | AUX CONTACTOR ,1NO+3NC ,COIL 230 VDC LC | Look comments | NFZ44E-23
268687 | ECCS1A012S | Efficor | Efficor Spare part coil 12V AC 50/60Hz type A1 | Look comments | Look comments | No Coil Spare part available
268688 | ECCS1A024S | Efficor | Efficor Spare part coil 24V AC 50/60Hz type A1 | Look comments | Look comments | No Coil Spare part available
268689 | ECCS1A042S | Efficor | Efficor Spare part coil 42V AC 50/60Hz type A1 | Look comments | Look comments | No Coil Spare part available
268690 | ECCS1A048S | Efficor | Efficor Spare part coil 48V AC 50/60Hz type A1 | Look comments | Look comments | No Coil Spare part available
268691 | ECCS1A110S | Efficor | Efficor Spare part coil 110V AC 50/60Hz type A1 | Look comments | Look comments | No Coil Spare part available
268692 | ECCS1A120S | Efficor | Efficor Spare part coil 120V AC 50/60Hz type A1 | Look comments | Look comments | No Coil Spare part available
268693 | ECCS1A208S | Efficor | Efficor Spare part coil 208V AC 50/60Hz type A1 | Look comments | Look comments | No Coil Spare part available
268694 | ECCS1A230S | Efficor | Efficor Spare part coil 230V AC 50/60Hz type A1 | Look comments | Look comments | No Coil Spare part available
268695 | ECCS1A240S | Efficor | Efficor Spare part coil 240V AC 50/60Hz type A1 | Look comments | Look comments | No Coil Spare part available
268696 | ECCS1A400S | Efficor | Efficor Spare part coil 400V AC 50/60Hz type A1 | Look comments | Look comments | No Coil Spare part available
268697 | ECCS1A440S | Efficor | Efficor Spare part coil 440V AC 50/60Hz type A1 | Look comments | Look comments | No Coil Spare part available
268698 | ECCS1A480S | Efficor | Efficor Spare part coil 480V AC 50/60Hz type A1 | Look comments | Look comments | No Coil Spare part available
268699 | ECCS1A500S | Efficor | Efficor Spare part coil 500V AC 50/60Hz type A1 | Look comments | Look comments | No Coil Spare part available
268700 | ECCS1A600S | Efficor | Efficor Spare part coil 600V AC 50/60Hz type A1 | Look comments | Look comments | No Coil Spare part available
268716 | ECCS2A012S | Efficor | Efficor Spare part coil 12V AC 50/60Hz type A2 | Look comments | Look comments | No Coil Spare part available
268717 | ECCS2A024S | Efficor | Efficor Spare part coil 24V AC 50/60Hz type A2 | Look comments | Look comments | No Coil Spare part available
268718 | ECCS2A042S | Efficor | Efficor Spare part coil 42V AC 50/60Hz type A2 | Look comments | Look comments | No Coil Spare part available
268719 | ECCS2A048S | Efficor | Efficor Spare part coil 48V AC 50/60Hz type A2 | Look comments | Look comments | No Coil Spare part available
268720 | ECCS2A110S | Efficor | Efficor Spare part coil 110V AC 50/60Hz type A2 | Look comments | Look comments | No Coil Spare part available
268721 | ECCS2A120S | Efficor | Efficor Spare part coil 120V AC 50/60Hz type A2 | Look comments | Look comments | No Coil Spare part available
268722 | ECCS2A208S | Efficor | Efficor Spare part coil 208V AC 50/60Hz type A2 | Look comments | Look comments | No Coil Spare part available
268723 | ECCS2A230S | Efficor | Efficor Spare part coil 230V AC 50/60Hz type A2 | Look comments | Look comments | No Coil Spare part available
268724 | ECCS2A240S | Efficor | Efficor Spare part coil 240V AC 50/60Hz type A2 | Look comments | Look comments | No Coil Spare part available
268725 | ECCS2A400S | Efficor | Efficor Spare part coil 400V AC 50/60Hz type A2 | Look comments | Look comments | No Coil Spare part available
268726 | ECCS2A440S | Efficor | Efficor Spare part coil 440V AC 50/60Hz type A2 | Look comments | Look comments | No Coil Spare part available
268727 | ECCS2A480S | Efficor | Efficor Spare part coil 480V AC 50/60Hz type A2 | Look comments | Look comments | No Coil Spare part available
268728 | ECCS2A500S | Efficor | Efficor Spare part coil 500V AC 50/60Hz type A2 | Look comments | Look comments | No Coil Spare part available
268729 | ECCS2A600S | Efficor | Efficor Spare part coil 600V AC 50/60Hz type A2 | Look comments | Look comments | No Coil Spare part available
268872 | ECFA211S | Efficor | Efficor Frontal Aux. contacts block 1NO+1NC | Look comments | CAT4-11E | ABB has also other possibilities (see CA41 and CA41 combination, or CA(T)4...M or U or E)
268873 | ECFA220S | Efficor | Efficor Frontal Aux. contacts block 2NO | Look comments | CA4-10 | Requires 2 equal replacements
268874 | ECFA202S | Efficor | Efficor Frontal Aux. contacts block 2NC | Look comments | CA4-01 | Requires 2 equal replacements
268881 | ECFA440S | Efficor | Efficor Frontal Aux. contacts block 4NO | Look comments | CA4-40E | ABB has also other possibilities (see CA41 and CA41 combination, or CA(T)4...M or U or E)
268882 | ECFA431S | Efficor | Efficor Frontal Aux. contacts block 3NO+1NC | Look comments | CA4-31E | ABB has also other possibilities (see CA41 and CA41 combination, or CA(T)4...M or U or E)
268883 | ECFA422S | Efficor | Efficor Frontal Aux. contacts block 2NO+2NC | Look comments | CA4-22E | ABB has also other possibilities (see CA41 and CA41 combination, or CA(T)4...M or U or E)
268884 | ECFA413S | Efficor | Efficor Frontal Aux. contacts block 1NO+2NC | Look comments | CA4-13M | ABB has also other possibilities (see CA41 and CA41 combination, or CA(T)4...M or U or E)
268885 | ECFA404S | Efficor | Efficor Frontal Aux. contacts block 4NC | Look comments | CA4-04M | ABB has also other possibilities (see CA41 and CA41 combination, or CA(T)4...M or U or E)
268886 | ECFA422SE | Efficor | Efficor Frontal Aux. contacts block 2NO+2NC Early Make | Look comments | Look comments | Review Application
268899 | ECLA220S | Efficor | Efficor Lateral Aux. contacts block 2NO | Look comments | CAL4-11 | Requires 2 equal replacements
268900 | ECLA211S | Efficor | Efficor Lateral Aux. contacts block 1NO+1NC | Look comments | CAL4-11
268901 | ECLA202S | Efficor | Efficor Lateral Aux. contacts block 2NC | Look comments | CAL4-11 | Requires 2 equal replacements
268908 | ECMI | Efficor | Efficor Mechanical interlock | Look comments | VM4
268910 | ECMI02S | Efficor | Efficor Mechanical interlock + 2NC | Look comments | VEM4
268913 | ECPT30SC | Efficor | Efficor Pneumatic timer 0,1-30s Delay ON | Look comments | TEF4-ON
268914 | ECPT60SC | Efficor | Efficor Pneumatic timer 1-60s Delay ON | Look comments | TEF4-ON
268916 | ECPT30SD | Efficor | Efficor Pneumatic timer 0,1-30s Delay OFF | Look comments | TEF4-OFF
268917 | ECPT60SD | Efficor | Efficor Pneumatic timer 1-60s Delay OFF | Look comments | TEF4-OFF
268919 | ECML1AS032 | Efficor | Efficor Mechanical latch 24-32V AC use for EC18A | Look comments | WA4-11
268920 | ECML1AS060 | Efficor | Efficor Mechanical latch 42-60V AC use for EC18A | Look comments | WA4-11
268921 | ECML1AS127 | Efficor | Efficor Mechanical latch 110-127V AC use for EC18A | Look comments | WA4-13
268922 | ECML1AS277 | Efficor | Efficor Mechanical latch 220-277V AC use for EC18A | Look comments | WA4-13 | Use WA4-14 1SBN040100R1014 for 277V 60Hz control voltage
268922 | ECML1AS277 | Efficor | Efficor Mechanical latch 220-277V AC use for EC18A | Look comments | WA4-14
268923 | ECML1AS480 | Efficor | Efficor Mechanical latch 380-480V AC use for EC18A | Look comments | WA4-14
268924 | ECML1AS660 | Efficor | Efficor Mechanical latch 500-660V AC use for EC18A | Look comments | Look comments | Product Gap 500-690V AC coil
268925 | ECML2AS032 | Efficor | Efficor Mechanical latch 24-32V AC use for EC25A to EC40A | Look comments | WA4-11
268926 | ECML2AS060 | Efficor | Efficor Mechanical latch 42-60V AC use for EC25A to EC40A | Look comments | WA4-11
268927 | ECML2AS127 | Efficor | Efficor Mechanical latch 110-127V AC use for EC25A to EC40A | Look comments | WA4-13
268928 | ECML2AS277 | Efficor | Efficor Mechanical latch 220-277V AC use for EC25A to EC40A | Look comments | WA4-13 | Use WA4-14 1SBN040100R1014 for 277V 60Hz control voltage
268928 | ECML2AS277 | Efficor | Efficor Mechanical latch 220-277V AC use for EC25A to EC40A | Look comments | WA4-14
268929 | ECML2AS480 | Efficor | Efficor Mechanical latch 380-480V AC use for EC25A to EC40A | Look comments | WA4-14
268930 | ECML2AS660 | Efficor | Efficor Mechanical latch 500-660V AC use for EC25A to EC40A | Look comments | Look comments | Product Gap 500-690V AC coil
268931 | ECSUDI440 | Efficor | Efficor Voltage suppressor block Diode 12-440V DC | Look comments | Look comments | No Need
268932 | ECSURC048 | Efficor | Efficor Voltage suppressor block R-C 24-48V AC | Look comments | Look comments | No Need
268933 | ECSURC127 | Efficor | Efficor Voltage suppressor block R-C 50-127V AC | Look comments | Look comments | No Need
268934 | ECSURC250 | Efficor | Efficor Voltage suppressor block R-C 130-250V AC | Look comments | Look comments | No Need
268935 | ECSURC440 | Efficor | Efficor Voltage suppressor block R-C 230-440V AC | Look comments | Look comments | No Need
268936 | ECSURC600 | Efficor | Efficor Voltage suppressor block R-C 400-600V AC | Look comments | Look comments | No Need
268937 | ECSUVA048 | Efficor | Efficor Voltage suppressor block Varistor 24-48V AC/DC | Look comments | Look comments | No Need
268938 | ECSUVA127 | Efficor | Efficor Voltage suppressor block Varistor 50-127V AC/DC | Look comments | Look comments | No Need
268939 | ECSUVA250 | Efficor | Efficor Voltage suppressor block Varistor 130-250V AC/DC | Look comments | Look comments | No Need
268940 | ECSUVA440 | Efficor | Efficor Voltage suppressor block Varistor 230-440V AC/DC | Look comments | Look comments | No Need
268941 | ECSUVA600 | Efficor | Efficor Voltage suppressor block Varistor 400-600V AC/DC | Look comments | Look comments | No Need
268942 | ECBB1B2 | Efficor | Efficor Parallel busbar for 2 contactors Use for EC09-EC25 | Look comments | Look comments | For main poles phasetophase connection of 2 contactors, use upper part of BEY 164 1SBN81313R2
268943 | EC3PP1B | Efficor | Efficor 3 Parallel Poles EC09-EC25 | Look comments | LY16-4 | Use LF38-4 1SBN072303T1000 for AF26 contactor
268943 | EC3PP1B | Efficor | Efficor 3 Parallel Poles EC09-EC25 | Look comments | LF38-4
268944 | EC4PP1B | Efficor | Efficor 4 Parallel Poles EC09-EC25 | Look comments | LG16-4
268945 | ECBB2B2 | Efficor | Efficor Parallel busbar for 2 contactorsr Use for EC32-EC40 | Look comments | Look comments | For main poles phasetophase connection of 2 contactors, use upper part of BEY384 1SBN82713R2
268946 | EC3PP2B | Efficor | Efficor 3 Parallel Poles EC32-EC40 | Look comments | LY38-4 | Use LY38-4 1SBN072303T1000 for AF26 contactor
268946 | EC3PP2B | Efficor | Efficor 3 Parallel Poles EC32-EC40 | Look comments | LF16-4
268947 | EC4PP2B | Efficor | Efficor 4 Parallel Poles EC32-EC40 | Look comments | Look comments | Product Gap
268948 | ECKS1RV | Efficor | Efficor Wiring kits for reversing starters EC09 up to EC25 | Look comments | BER16-4
268950 | ECKS2RV | Efficor | Efficor Wiring kits for reversing starters EC32 - EC40 | Look comments | BER38-4
268951 | ECKS1YD | Efficor | Efficor Wiring kits for star delta starters EC09 up to EC25 | Look comments | BEY16-4
268952 | ECKS2YD | Efficor | Efficor Wiring kits for star delta starters EC32 - EC40 | Look comments | BEY38-4
268953 | ECBP55 | Efficor | Efficor Base plate 45mm use with GPS2- EC32-EC40 | Look comments | Look comments | ABB doesn't offer base plates for AF.
268954 | ECM1AL25 | Efficor | Efficor Link module Use with GPS1-EC09A - EC25A | Look comments | BEA16-4
268955 | ECM1AL32 | Efficor | Efficor Link module Use with GPS1- EC32A | Look comments | BEA26-4 | Use BEA38-4 1SBN082306T2000 for MS116-20 … MS116-32 or MS132-12 ... MS132-32
268955 | ECM1AL32 | Efficor | Efficor Link module Use with GPS1- EC32A | Look comments | BEA38-4
268956 | ECM2AL40 | Efficor | Efficor Link module Use with GPS2-EC32A - EC40A | Look comments | BEA26-4
268962 | ECBP45 | Efficor | Efficor Base plate 45mm use with GPS1- EC09 up to EC32 | Look comments | Look comments | ABB doesn't offer base plates for AF.
268963 | ECRT1BS | ECRT Series | Efficor Base for separate mounting DIN EN50022-35 | Look comments | DB42
268964 | ECRT2BS | ECRT Series | Efficor Base for separate mounting DIN EN50022-35 | Look comments | DB42
268984 | ECCS1A575S | Efficor | Efficor Spare part coil 575V AC 50/60Hz type A1 | Look comments | Look comments | No Coil Spare part available
268985 | ECCS2A575S | Efficor | Efficor Spare part coil 575V AC 50/60Hz type A2 | Look comments | Look comments | No Coil Spare part available
268996 | ECRT1B10B | ECRT Series | ECRT T.O.R. 0,16A-0,26A Box clamp Class 10A for EC09..EC18 contactors | Look comments | TF42-0.17
268997 | ECRT1B10C | ECRT Series | ECRT T.O.R. 0,25A-0,41A Box clamp Class 10A for EC09..EC18 contactors | Look comments | TF42-0.31
268998 | ECRT1B10D | ECRT Series | ECRT T.O.R. 0,4A-0,65A Box clamp Class 10A for EC09..EC18 contactors | Look comments | TF42-0.55
268999 | ECRT1B10F | ECRT Series | ECRT T.O.R. 0,65A-1,1A Box clamp Class 10A for EC09..EC18 contactors | Look comments | TF42-0.74
269000 | ECRT1B10G | ECRT Series | ECRT T.O.R. 1A-1,5A Box clamp Class 10A for EC09..EC18 contactors | Look comments | TF42-1.3
269001 | ECRT1B10H | ECRT Series | ECRT T.O.R. 1,3A-1,9A Box clamp Class 10A for EC09..EC18 contactors | Look comments | TF42-1.7
269002 | ECRT1B10J | ECRT Series | ECRT T.O.R. 1,8A-2,7A Box clamp Class 10A for EC09..EC18 contactors | Look comments | TF42-2.3
269003 | ECRT1B10K | ECRT Series | ECRT T.O.R. 2,5A-4A Box clamp Class 10A for EC09..EC18 contactors | Look comments | TF42-3.1
269004 | ECRT1B10L | ECRT Series | ECRT T.O.R. 4A-6,3A Box clamp Class 10A for EC09..EC18 contactors | Look comments | TF42-5.7
269005 | ECRT1B10M | ECRT Series | ECRT T.O.R. 5,5A-8,5A Box clamp Class 10A for EC09..EC18 contactors | Look comments | TF42-7.6
269006 | ECRT1B10N | ECRT Series | ECRT T.O.R. 8A-12A Box clamp Class 10A for EC09..EC18 contactors | Look comments | TF42-10
269007 | ECRT1B10P | ECRT Series | ECRT T.O.R. 10A-16A Box clamp Class 10A for EC09..EC18 contactors | Look comments | TF42-13
269008 | ECRT1B10S | ECRT Series | ECRT T.O.R. 14,5A-18A Box clamp Class 10A for EC09..EC18 contactors | Look comments | TF42-16
269009 | ECRT1B10T | ECRT Series | ECRT T.O.R. 17,5A-22A Box clamp Class 10A for EC09..EC18 contactors | Look comments | TF42-20
269325 | ECML1DS032 | Efficor | Efficor Mechanical latch 24-36V DC use for EC18D | Look comments | WA4-11
269326 | ECML1DS060 | Efficor | Efficor Mechanical latch 42-48V DC use for EC18D | Look comments | WA4-11
269327 | ECML1DS127 | Efficor | Efficor Mechanical latch 60-72 V DC use for EC18D | Look comments | WA4-12
269328 | ECML1DS277 | Efficor | Efficor Mechanical latch 110-177V DC use for EC18D | Look comments | WA4-13
269329 | ECML1DS480 | Efficor | Efficor Mechanical latch 220-250V DC use for EC18D | Look comments | WA4-14
269330 | ECML1DS660 | Efficor | Efficor Mechanical latch 400V DC use for EC18D | Look comments | WA4-14
269331 | ECML2DS032 | Efficor | Efficor Mechanical latch 24-36V DC use for EC25A to EC40A | Look comments | WA4-11
269332 | ECML2DS060 | Efficor | Efficor Mechanical latch 42-48V DC use for EC25A to EC40A | Look comments | WA4-11
269333 | ECML2DS127 | Efficor | Efficor Mechanical latch 60-72V DC use for EC25A to EC40A | Look comments | WA4-12
269334 | ECML2DS277 | Efficor | Efficor Mechanical latch 110-177V DC use for EC25A to EC40A | Look comments | WA4-13 | Use WA4-14 1SBN040100R1014 for 277V control voltage
269334 | ECML2DS277 | Efficor | Efficor Mechanical latch 110-177V DC use for EC25A to EC40A | Look comments | WA4-14
269335 | ECML2DS480 | Efficor | Efficor Mechanical latch 220-250V DC use for EC25A to EC40A | Look comments | WA4-14
269336 | ECML2DS660 | Efficor | Efficor Mechanical latch 400V DC use for EC25A to EC40A | Look comments | Look comments | Product Gap 500-690V AC coil
270000 | EF50A300B012 | Efficor | Efficor Contactor 50A AC-3 3P 12V 50/60Hz | Look comments | Look comments | Product Gap, 12V AC Coil
270001 | EF50A300B024 | Efficor | Efficor Contactor 50A AC-3 3P 24V 50/60Hz | Look comments | AF52-30-00-11
270003 | EF50A300B048 | Efficor | Efficor Contactor 50A AC-3 3P 48V 50/60Hz | Look comments | AF52-30-00-11
270004 | EF50A300B110 | Efficor | Efficor Contactor 50A AC-3 3P 110V 50/60Hz | Look comments | AF52-30-00-12
270007 | EF50A300B208 | Efficor | Efficor Contactor 50A AC-3 3P 208V 50/60Hz | Look comments | AF52-30-00-13
270008 | EF50A300B230 | Efficor | Efficor Contactor 50A AC-3 3P 230V 50/60Hz | Look comments | AF52-30-00-13
270009 | EF50A300B400 | Efficor | Efficor Contactor 50A AC-3 3P 400V 50/60Hz | Look comments | AF52-30-00-14
270011 | EF50A300B480 | Efficor | Efficor Contactor 50A AC-3 3P 480V 50/60Hz | Look comments | AF52-30-00-14
270013 | EF50A300B575 | Efficor | Efficor Contactor 50A AC-3 3P 575V 50/60Hz | Look comments | Look comments | Prodcut Gap, 575V AC Coil
270014 | EF50A300B600 | Efficor | Efficor Contactor 50A AC-3 3P 600V 50/60Hz | Look comments | Look comments | Prodcut Gap, 600V AC Coil
270015 | EF65A300B012 | Efficor | Efficor Contactor 65A AC-3 3P 12V 50/60Hz | Look comments | Look comments | Product Gap, 12V AC Coil
270016 | EF65A300B024 | Efficor | Efficor Contactor 65A AC-3 3P 24V 50/60Hz | Look comments | AF65-30-00-11
270018 | EF65A300B048 | Efficor | Efficor Contactor 65A AC-3 3P 48V 50/60Hz | Look comments | AF65-30-00-11
270019 | EF65A300B110 | Efficor | Efficor Contactor 65A AC-3 3P 110V 50/60Hz | Look comments | AF65-30-00-12
270021 | EF65A300B208 | Efficor | Efficor Contactor 65A AC-3 3P 208V 50/60Hz | Look comments | AF65-30-00-13
270022 | EF65A300B230 | Efficor | Efficor Contactor 65A AC-3 3P 230V 50/60Hz | Look comments | AF65-30-00-13
270023 | EF65A300B400 | Efficor | Efficor Contactor 65A AC-3 3P 400V 50/60Hz | Look comments | AF65-30-00-14
270025 | EF65A300B480 | Efficor | Efficor Contactor 65A AC-3 3P 480V 50/60Hz | Look comments | AF65-30-00-14
270027 | EF65A300B575 | Efficor | Efficor Contactor 65A AC-3 3P 575V 50/60Hz | Look comments | Look comments | Prodcut Gap, 575V AC Coil
270028 | EF65A300B600 | Efficor | Efficor Contactor 65A AC-3 3P 600V 50/60Hz | Look comments | Look comments | Prodcut Gap, 600V AC Coil
270029 | EF80A300B012 | Efficor | Efficor Contactor 80A AC-3 3P 12V 50/60Hz | Look comments | Look comments | Product Gap, 12V AC Coil
270030 | EF80A300B024 | Efficor | Efficor Contactor 80A AC-3 3P 24V 50/60Hz | Look comments | AF80-30-00-11
270032 | EF80A300B048 | Efficor | Efficor Contactor 80A AC-3 3P 48V 50/60Hz | Look comments | AF80-30-00-11
270033 | EF80A300B110 | Efficor | Efficor Contactor 80A AC-3 3P 110V 50/60Hz | Look comments | AF80-30-00-12
270035 | EF80A300B208 | Efficor | Efficor Contactor 80A AC-3 3P 208V 50/60Hz | Look comments | AF80-30-00-13
270036 | EF80A300B230 | Efficor | Efficor Contactor 80A AC-3 3P 230V 50/60Hz | Look comments | AF80-30-00-13
270037 | EF80A300B400 | Efficor | Efficor Contactor 80A AC-3 3P 400V 50/60Hz | Look comments | AF80-30-00-14
270039 | EF80A300B480 | Efficor | Efficor Contactor 80A AC-3 3P 480V 50/60Hz | Look comments | AF80-30-00-14
270041 | EF80A300B575 | Efficor | Efficor Contactor 80A AC-3 3P 575V 50/60Hz | Look comments | Look comments | Prodcut Gap, 575V AC Coil
270042 | EF80A300B600 | Efficor | Efficor Contactor 80A AC-3 3P 600V 50/60Hz | Look comments | Look comments | Prodcut Gap, 600V AC Coil
270043 | EF95A300B012 | Efficor | Efficor Contactor 95A AC-3 3P 12V 50/60Hz | Look comments | Look comments | Product Gap, 12V AC Coil
270044 | EF95A300B024 | Efficor | Efficor Contactor 95A AC-3 3P 24V 50/60Hz | Look comments | AF96-30-00-11
270046 | EF95A300B048 | Efficor | Efficor Contactor 95A AC-3 3P 48V 50/60Hz | Look comments | AF96-30-00-11
270047 | EF95A300B110 | Efficor | Efficor Contactor 95A AC-3 3P 110V 50/60Hz | Look comments | AF96-30-00-12
270049 | EF95A300B208 | Efficor | Efficor Contactor 95A AC-3 3P 208V 50/60Hz | Look comments | AF96-30-00-13
270050 | EF95A300B230 | Efficor | Efficor Contactor 95A AC-3 3P 230V 50/60Hz | Look comments | AF96-30-00-13
270052 | EF95A300B400 | Efficor | Efficor Contactor 95A AC-3 3P 400V 50/60Hz | Look comments | AF96-30-00-14
270054 | EF95A300B480 | Efficor | Efficor Contactor 95A AC-3 3P 480V 50/60Hz | Look comments | AF96-30-00-14
270056 | EF95A300B575 | Efficor | Efficor Contactor 95A AC-3 3P 575V 50/60Hz | Look comments | Look comments | Prodcut Gap, 575V AC Coil
270057 | EF95A300B600 | Efficor | Efficor Contactor 95A AC-3 3P 600V 50/60Hz | Look comments | Look comments | Prodcut Gap, 600V AC Coil
270058 | EF105A300B012 | Efficor | Efficor Contactor 105A AC-3 3P 12V 50/60Hz | Look comments | Look comments | Product Gap, 12V AC Coil
270059 | EF105A300B024 | Efficor | Efficor Contactor 105A AC-3 3P 24V 50/60Hz | Look comments | AF116-30-00-11
270061 | EF105A300B048 | Efficor | Efficor Contactor 105A AC-3 3P 48V 50/60Hz | Look comments | AF116-30-00-12
270062 | EF105A300B110 | Efficor | Efficor Contactor 105A AC-3 3P 110V 50/60Hz | Look comments | AF116-30-00-13
270064 | EF105A300B208 | Efficor | Efficor Contactor 105A AC-3 3P 208V 50/60Hz | Look comments | AF116-30-00-13
270065 | EF105A300B230 | Efficor | Efficor Contactor 105A AC-3 3P 230V 50/60Hz | Look comments | AF116-30-00-13
270066 | EF105A300B400 | Efficor | Efficor Contactor 105A AC-3 3P 400V 50/60Hz | Look comments | AF116-30-00-14
270070 | EF105A300B480 | Efficor | Efficor Contactor 105A AC-3 3P 480V 50/60Hz | Look comments | AF116-30-00-14
270072 | EF105A300B575 | Efficor | Efficor Contactor 105A AC-3 3P 575V 50/60Hz | Look comments | Look comments | Prodcut Gap, 575V AC Coil
270073 | EF105A300B600 | Efficor | Efficor Contactor 105A AC-3 3P 600V 50/60Hz | Look comments | Look comments | Prodcut Gap, 600V AC Coil
270074 | EF50E300B24-60 | Efficor | Efficor Contactor 50A AC-3 3P 24-60V 50/60Hz AC-DC | Look comments | AF52-30-00-11
270075 | EF50E300B48-130 | Efficor | Efficor Contactor 50A AC-3 3P 48-130V 50/60Hz AC-DC | Look comments | AF52-30-00-12
270076 | EF50E300B100-250 | Efficor | Efficor Contactor 50A AC-3 3P 100-250V 50/60Hz AC-DC | Look comments | AF52-30-00-13
270078 | EF50E300B250-500 | Efficor | Efficor Contactor 50A AC-3 3P 250-500V 50/60Hz AC-DC | Look comments | AF52-30-00-14
270079 | EF65E300B24-60 | Efficor | Efficor Contactor 65A AC-3 3P 24-60V 50/60Hz AC-DC | Look comments | AF65-30-00-11
270080 | EF65E300B48-130 | Efficor | Efficor Contactor 65A AC-3 3P 48-130V 50/60Hz AC-DC | Look comments | AF65-30-00-12
270081 | EF65E300B100-250 | Efficor | Efficor Contactor 65A AC-3 3P 100-250V 50/60Hz AC-DC | Look comments | AF65-30-00-13
270082 | EF65E300B250-500 | Efficor | Efficor Contactor 65A AC-3 3P 250-500V 50/60Hz AC-DC | Look comments | AF65-30-00-14
270083 | EF80E300B24-60 | Efficor | Efficor Contactor 80A AC-3 3P 24-60V 50/60Hz AC-DC | Look comments | AF80-30-00-11
270084 | EF80E300B48-130 | Efficor | Efficor Contactor 80A AC-3 3P 48-130V 50/60Hz AC-DC | Look comments | AF80-30-00-12
270085 | EF80E300B100-250 | Efficor | Efficor Contactor 80A AC-3 3P 100-250V 50/60Hz AC-DC | Look comments | AF80-30-00-13
270086 | EF80E300B250-500 | Efficor | Efficor Contactor 80A AC-3 3P 250-500V 50/60Hz AC-DC | Look comments | AF80-30-00-14
270087 | EF95E300B24-60 | Efficor | Efficor Contactor 95A AC-3 3P 24-60V 50/60Hz AC-DC | Look comments | AF96-30-00-11
270088 | EF95E300B48-130 | Efficor | Efficor Contactor 95A AC-3 3P 48-130V 50/60Hz AC-DC | Look comments | AF96-30-00-12
270089 | EF95E300B100-250 | Efficor | Efficor Contactor 95A AC-3 3P 100-250V 50/60Hz AC-DC | Look comments | AF96-30-00-13
270090 | EF95E300B250-500 | Efficor | Efficor Contactor 95A AC-3 3P 250-500V 50/60Hz AC-DC | Look comments | AF96-30-00-14
270091 | EF105E300B24-60 | Efficor | Efficor Contactor 105A AC-3 3P 24-60V 50/60Hz AC-DC | Look comments | AF116-30-00-11
270092 | EF105E300B48-130 | Efficor | Efficor Contactor 105A AC-3 3P 48-130V 50/60Hz AC-DC | Look comments | AF116-30-00-12
270093 | EF105E300B100-250 | Efficor | Efficor Contactor 105A AC-3 3P 100-250V 50/60Hz AC-DC | Look comments | AF116-30-00-13
270094 | EF105E300B250-500 | Efficor | Efficor Contactor 105A AC-3 3P 250-500V 50/60Hz AC-DC | Look comments | AF116-30-00-14
270095 | EF50A400B012 | Efficor | Efficor Contactor 90A AC-1 4P 12V 50/60Hz | Look comments | Look comments | Product Gap, 12V AC Coil
270096 | EF50A400B024 | Efficor | Efficor Contactor 90A AC-1 4P 24V 50/60Hz | Look comments | AF52-40-00-11 | Use AF80-40-00-11 1SBL397201R1100 for UL general use application higher than 80 A
270096 | EF50A400B024 | Efficor | Efficor Contactor 90A AC-1 4P 24V 50/60Hz | Look comments | AF80-40-00-11
270098 | EF50A400B048 | Efficor | Efficor Contactor 90A AC-1 4P 48V 50/60Hz | Look comments | AF52-40-00-11 | Use AF80-40-00-11 1SBL397201R1100 for UL general use application higher than 80 A
270098 | EF50A400B048 | Efficor | Efficor Contactor 90A AC-1 4P 48V 50/60Hz | Look comments | AF80-40-00-11
270100 | EF50A400B110 | Efficor | Efficor Contactor 90A AC-1 4P 110V 50/60Hz | Look comments | AF52-40-00-12 | Use AF80-40-00-12 1SBL397201R1200 for UL general use application higher than 80 A
270100 | EF50A400B110 | Efficor | Efficor Contactor 90A AC-1 4P 110V 50/60Hz | Look comments | AF80-40-00-12
270101 | EF50A400B208 | Efficor | Efficor Contactor 90A AC-1 4P 208V 50/60Hz | Look comments | AF52-40-00-13 | Use AF80-40-00-13 1SBL397201R1300 for UL general use application higher than 80 A
270101 | EF50A400B208 | Efficor | Efficor Contactor 90A AC-1 4P 208V 50/60Hz | Look comments | AF80-40-00-13
270102 | EF50A400B230 | Efficor | Efficor Contactor 90A AC-1 4P 230V 50/60Hz | Look comments | AF52-40-00-13 | Use AF80-40-00-13 1SBL397201R1300 for UL general use application higher than 80 A
270102 | EF50A400B230 | Efficor | Efficor Contactor 90A AC-1 4P 230V 50/60Hz | Look comments | AF80-40-00-13
270103 | EF50A400B400 | Efficor | Efficor Contactor 90A AC-1 4P 400V 50/60Hz | Look comments | AF52-40-00-14 | Use AF80-40-00-14 1SBL397201R1400 for UL general use application higher than 80 A
270103 | EF50A400B400 | Efficor | Efficor Contactor 90A AC-1 4P 400V 50/60Hz | Look comments | AF80-40-00-14
270105 | EF50A400B480 | Efficor | Efficor Contactor 90A AC-1 4P 480V 50/60Hz | Look comments | AF52-40-00-14 | Use AF80-40-00-14 1SBL397201R1400 for UL general use application higher than 80 A
270105 | EF50A400B480 | Efficor | Efficor Contactor 90A AC-1 4P 480V 50/60Hz | Look comments | AF80-40-00-14
270107 | EF50A400B575 | Efficor | Efficor Contactor 90A AC-1 4P 575V 50/60Hz | Look comments | Look comments | Prodcut Gap, 575V AC Coil
270108 | EF50A400B600 | Efficor | Efficor Contactor 90A AC-1 4P 600V 50/60Hz | Look comments | Look comments | Prodcut Gap, 600V AC Coil
270109 | EF80A400B012 | Efficor | Efficor Contactor 110A AC-1 4P 12V 50/60Hz | Look comments | Look comments | Product Gap, 12V AC Coil
270110 | EF80A400B024 | Efficor | Efficor Contactor 110A AC-1 4P 24V 50/60Hz | Look comments | AF80-40-00-11
270112 | EF80A400B048 | Efficor | Efficor Contactor 110A AC-1 4P 48V 50/60Hz | Look comments | AF80-40-00-11
270114 | EF80A400B110 | Efficor | Efficor Contactor 110A AC-1 4P 110V 50/60Hz | Look comments | AF80-40-00-12
270115 | EF80A400B208 | Efficor | Efficor Contactor 110A AC-1 4P 208V 50/60Hz | Look comments | AF80-40-00-13
270116 | EF80A400B230 | Efficor | Efficor Contactor 110A AC-1 4P 230V 50/60Hz | Look comments | AF80-40-00-13
270117 | EF80A400B400 | Efficor | Efficor Contactor 110A AC-1 4P 400V 50/60Hz | Look comments | AF80-40-00-14
270119 | EF80A400B480 | Efficor | Efficor Contactor 110A AC-1 4P 480V 50/60Hz | Look comments | AF80-40-00-14
270121 | EF80A400B575 | Efficor | Efficor Contactor 110A AC-1 4P 575V 50/60Hz | Look comments | Look comments | Prodcut Gap, 575V AC Coil
270122 | EF80A400B600 | Efficor | Efficor Contactor 110A AC-1 4P 600V 50/60Hz | Look comments | Look comments | Prodcut Gap, 600V AC Coil
270123 | EF95A400B012 | Efficor | Efficor Contactor 140A AC-1 4P 12V 50/60Hz | Look comments | Look comments | Product Gap, 12V AC Coil
270124 | EF95A400B024 | Efficor | Efficor Contactor 140A AC-1 4P 24V 50/60Hz | Look comments | AF116-40-00-11
270126 | EF95A400B048 | Efficor | Efficor Contactor 140A AC-1 4P 48V 50/60Hz | Look comments | AF116-40-00-11
270128 | EF95A400B110 | Efficor | Efficor Contactor 140A AC-1 4P 110V 50/60Hz | Look comments | AF116-40-00-12
270129 | EF95A400B208 | Efficor | Efficor Contactor 140A AC-1 4P 208V 50/60Hz | Look comments | AF116-40-00-13
270130 | EF95A400B230 | Efficor | Efficor Contactor 140A AC-1 4P 230V 50/60Hz | Look comments | AF116-40-00-13
270131 | EF95A400B400 | Efficor | Efficor Contactor 140A AC-1 4P 400V 50/60Hz | Look comments | AF116-40-00-14
270133 | EF95A400B480 | Efficor | Efficor Contactor 140A AC-1 4P 480V 50/60Hz | Look comments | AF116-40-00-14
270135 | EF95A400B575 | Efficor | Efficor Contactor 140A AC-1 4P 575V 50/60Hz | Look comments | Look comments | Prodcut Gap, 575V AC Coil
270136 | EF95A400B600 | Efficor | Efficor Contactor 140A AC-1 4P 600V 50/60Hz | Look comments | Look comments | Prodcut Gap, 600V AC Coil
270137 | EF50E400B24-60 | Efficor | Efficor Contactor 90A AC-1 4P 24-60V 50/60Hz AC-DC | Look comments | AF52-40-00-11 | Use AF80-40-00-11 1SBL397201R1100 for UL general use application higher than 80 A
270137 | EF50E400B24-60 | Efficor | Efficor Contactor 90A AC-1 4P 24-60V 50/60Hz AC-DC | Look comments | AF80-40-00-11
270138 | EF50E400B48-130 | Efficor | Efficor Contactor 90A AC-1 4P 48-130V 50/60Hz AC-DC | Look comments | AF52-40-00-12 | Use AF80-40-00-12 1SBL397201R1200 for UL general use application higher than 80 A
270138 | EF50E400B48-130 | Efficor | Efficor Contactor 90A AC-1 4P 48-130V 50/60Hz AC-DC | Look comments | AF80-40-00-12
270139 | EF50E400B100-250 | Efficor | Efficor Contactor 90A AC-1 4P 100-250V 50/60Hz AC-DC | Look comments | AF52-40-00-13 | Use AF80-40-00-13 1SBL397201R1300 for UL general use application higher than 80 A
270139 | EF50E400B100-250 | Efficor | Efficor Contactor 90A AC-1 4P 100-250V 50/60Hz AC-DC | Look comments | AF80-40-00-13
270140 | EF50E400B250-500 | Efficor | Efficor Contactor 90A AC-1 4P 250-500V 50/60Hz AC-DC | Look comments | AF52-40-00-14 | Use AF80-40-00-14 1SBL397201R1400 for UL general use application higher than 80 A
270140 | EF50E400B250-500 | Efficor | Efficor Contactor 90A AC-1 4P 250-500V 50/60Hz AC-DC | Look comments | AF80-40-00-14
270141 | EF80E400B24-60 | Efficor | Efficor Contactor 110A AC-1 4P 24-60V 50/60Hz AC-DC | Look comments | AF80-40-00-11
270142 | EF80E400B48-130 | Efficor | Efficor Contactor 110A AC-1 4P 48-130V 50/60Hz AC-DC | Look comments | AF80-40-00-12
270143 | EF80E400B100-250 | Efficor | Efficor Contactor 110A AC-1 4P 100-250V 50/60Hz AC-DC | Look comments | AF80-40-00-13
270144 | EF80E400B250-500 | Efficor | Efficor Contactor 110A AC-1 4P 250-500V 50/60Hz AC-DC | Look comments | AF80-40-00-14
270145 | EF95E400B24-60 | Efficor | Efficor Contactor 140A AC-1 4P 24-60V 50/60Hz AC-DC | Look comments | AF116-40-00-11
270146 | EF95E400B48-130 | Efficor | Efficor Contactor 140A AC-1 4P 48-130V 50/60Hz AC-DC | Look comments | AF116-40-00-12
270147 | EF95E400B100-250 | Efficor | Efficor Contactor 140A AC-1 4P 100-250V 50/60Hz AC-DC | Look comments | AF116-40-00-13
270148 | EF95E400B250-500 | Efficor | Efficor Contactor 140A AC-1 4P 250-500V 50/60Hz AC-DC | Look comments | AF116-40-00-14
270149 | EF40AB00B012 | Efficor | Efficor Contactor 40A AC-3 2NO+2NC 12V 50/60Hz | Look comments | Look comments | Product Gap, 12V AC Coil
270150 | EF40AB00B024 | Efficor | Efficor Contactor 40A AC-3 2NO+2NC 24V 50/60Hz | Look comments | AF40-22-00-11 | Use AF80-22-00-11 1SBL397501R1100 for AC-1 application higher than 70 A
270150 | EF40AB00B024 | Efficor | Efficor Contactor 40A AC-3 2NO+2NC 24V 50/60Hz | Look comments | AF80-22-00-11
270152 | EF40AB00B048 | Efficor | Efficor Contactor 40A AC-3 2NO+2NC 48V 50/60Hz | Look comments | AF40-22-00-11 | Use AF80-22-00-11 1SBL397501R1100 for AC-1 application higher than 70 A
270152 | EF40AB00B048 | Efficor | Efficor Contactor 40A AC-3 2NO+2NC 48V 50/60Hz | Look comments | AF80-22-00-11
270154 | EF40AB00B110 | Efficor | Efficor Contactor 40A AC-3 2NO+2NC 110V 50/60Hz | Look comments | AF40-22-00-12 | Use AF80-22-00-12 1SBL397501R1200 for AC-1 application higher than 70 A
270154 | EF40AB00B110 | Efficor | Efficor Contactor 40A AC-3 2NO+2NC 110V 50/60Hz | Look comments | AF80-22-00-12
270155 | EF40AB00B208 | Efficor | Efficor Contactor 40A AC-3 2NO+2NC 208V 50/60Hz | Look comments | AF40-22-00-13 | Use AF80-22-00-13 1SBL397501R1300 for AC-1 application higher than 70 A
270155 | EF40AB00B208 | Efficor | Efficor Contactor 40A AC-3 2NO+2NC 208V 50/60Hz | Look comments | AF80-22-00-13
270156 | EF40AB00B230 | Efficor | Efficor Contactor 40A AC-3 2NO+2NC 230V 50/60Hz | Look comments | AF40-22-00-13 | Use AF80-22-00-13 1SBL397501R1300 for AC-1 application higher than 70 A
270156 | EF40AB00B230 | Efficor | Efficor Contactor 40A AC-3 2NO+2NC 230V 50/60Hz | Look comments | AF80-22-00-13
270157 | EF40AB00B400 | Efficor | Efficor Contactor 40A AC-3 2NO+2NC 400V 50/60Hz | Look comments | AF40-22-00-14 | Use AF80-22-00-14 1SBL397501R1400 for AC-1 application higher than 70 A
270157 | EF40AB00B400 | Efficor | Efficor Contactor 40A AC-3 2NO+2NC 400V 50/60Hz | Look comments | AF80-22-00-14
270159 | EF40AB00B480 | Efficor | Efficor Contactor 40A AC-3 2NO+2NC 480V 50/60Hz | Look comments | AF40-22-00-14 | Use AF80-22-00-14 1SBL397501R1400 for AC-1 application higher than 70 A
270159 | EF40AB00B480 | Efficor | Efficor Contactor 40A AC-3 2NO+2NC 480V 50/60Hz | Look comments | AF80-22-00-14
270161 | EF40AB00B575 | Efficor | Efficor Contactor 40A AC-3 2NO+2NC 575V 50/60Hz | Look comments | Look comments | Prodcut Gap, 575V AC Coil
270162 | EF40AB00B600 | Efficor | Efficor Contactor 40A AC-3 2NO+2NC 600V 50/60Hz | Look comments | Look comments | Prodcut Gap, 600V AC Coil
270163 | EF65AB00B012 | Efficor | Efficor Contactor 65A AC-3 2NO+2NC 12V 50/60Hz | Look comments | Look comments | Product Gap, 12V AC Coil
270164 | EF65AB00B024 | Efficor | Efficor Contactor 65A AC-3 2NO+2NC 24V 50/60Hz | Look comments | AF80-22-00-11
270166 | EF65AB00B048 | Efficor | Efficor Contactor 65A AC-3 2NO+2NC 48V 50/60Hz | Look comments | AF80-22-00-11
270168 | EF65AB00B110 | Efficor | Efficor Contactor 65A AC-3 2NO+2NC 110V 50/60Hz | Look comments | AF80-22-00-12
270169 | EF65AB00B208 | Efficor | Efficor Contactor 65A AC-3 2NO+2NC 208V 50/60Hz | Look comments | AF80-22-00-13
270170 | EF65AB00B230 | Efficor | Efficor Contactor 65A AC-3 2NO+2NC 230V 50/60Hz | Look comments | AF80-22-00-13
270171 | EF65AB00B400 | Efficor | Efficor Contactor 65A AC-3 2NO+2NC 400V 50/60Hz | Look comments | AF80-22-00-14
270173 | EF65AB00B480 | Efficor | Efficor Contactor 65A AC-3 2NO+2NC 480V 50/60Hz | Look comments | AF80-22-00-14
270175 | EF65AB00B575 | Efficor | Efficor Contactor 65A AC-3 2NO+2NC 575V 50/60Hz | Look comments | Look comments | Prodcut Gap, 575V AC Coil
270176 | EF65AB00B600 | Efficor | Efficor Contactor 65A AC-3 2NO+2NC 600V 50/60Hz | Look comments | Look comments | Prodcut Gap, 600V AC Coil
270177 | EF80AB00B012 | Efficor | Efficor Contactor 80A AC-3 2NO+2NC 12V 50/60Hz | Look comments | Look comments | Product Gap, 12V AC Coil
270178 | EF80AB00B024 | Efficor | Efficor Contactor 80A AC-3 2NO+2NC 24V 50/60Hz | Look comments | AF80-22-00-11
270180 | EF80AB00B048 | Efficor | Efficor Contactor 80A AC-3 2NO+2NC 48V 50/60Hz | Look comments | AF80-22-00-11
270182 | EF80AB00B110 | Efficor | Efficor Contactor 80A AC-3 2NO+2NC 110V 50/60Hz | Look comments | AF80-22-00-12
270183 | EF80AB00B208 | Efficor | Efficor Contactor 80A AC-3 2NO+2NC 208V 50/60Hz | Look comments | AF80-22-00-13
270184 | EF80AB00B230 | Efficor | Efficor Contactor 80A AC-3 2NO+2NC 230V 50/60Hz | Look comments | AF80-22-00-13
270185 | EF80AB00B400 | Efficor | Efficor Contactor 80A AC-3 2NO+2NC 400V 50/60Hz | Look comments | AF80-22-00-14
270187 | EF80AB00B480 | Efficor | Efficor Contactor 80A AC-3 2NO+2NC 480V 50/60Hz | Look comments | AF80-22-00-14
270189 | EF80AB00B575 | Efficor | Efficor Contactor 80A AC-3 2NO+2NC 575V 50/60Hz | Look comments | Look comments | Prodcut Gap, 575V AC Coil
270190 | EF80AB00B600 | Efficor | Efficor Contactor 80A AC-3 2NO+2NC 600V 50/60Hz | Look comments | Look comments | Prodcut Gap, 600V AC Coil
270191 | EF40EB00B24-60 | Efficor | Efficor Contactor 40A AC-3 2NO+2NC 24-60V 50/60Hz AC-DC | Look comments | AF40-22-00-11 | Use AF80-22-00-11 1SBL397501R1100 for AC-1 application higher than 70 A
270191 | EF40EB00B24-60 | Efficor | Efficor Contactor 40A AC-3 2NO+2NC 24-60V 50/60Hz AC-DC | Look comments | AF80-22-00-11
270192 | EF40EB00B48-130 | Efficor | Efficor Contactor 40A AC-3 2NO+2NC 48-130V 50/60Hz AC-DC | Look comments | AF40-22-00-12 | Use AF80-22-00-12 1SBL397501R1200 for AC-1 application higher than 70 A
270192 | EF40EB00B48-130 | Efficor | Efficor Contactor 40A AC-3 2NO+2NC 48-130V 50/60Hz AC-DC | Look comments | AF80-22-00-12
270193 | EF40EB00B100-250 | Efficor | Efficor Contactor 40A AC-3 2NO+2NC 100-250V 50/60Hz AC-DC | Look comments | AF40-22-00-13 | Use AF80-22-00-13 1SBL397501R1300 for AC-1 application higher than 70 A
270193 | EF40EB00B100-250 | Efficor | Efficor Contactor 40A AC-3 2NO+2NC 100-250V 50/60Hz AC-DC | Look comments | AF80-22-00-13
270194 | EF40EB00B250-500 | Efficor | Efficor Contactor 40A AC-3 2NO+2NC 250-500V 50/60Hz AC-DC | Look comments | AF40-22-00-14 | Use AF80-22-00-14 1SBL397501R1400 for AC-1 application higher than 70 A
270194 | EF40EB00B250-500 | Efficor | Efficor Contactor 40A AC-3 2NO+2NC 250-500V 50/60Hz AC-DC | Look comments | AF80-22-00-14
270195 | EF65EB00B24-60 | Efficor | Efficor Contactor 65A AC-3 2NO+2NC 24-60V 50/60Hz AC-DC | Look comments | AF80-22-00-11
270196 | EF65EB00B48-130 | Efficor | Efficor Contactor 65A AC-3 2NO+2NC 48-130V 50/60Hz AC-DC | Look comments | AF80-22-00-12
270197 | EF65EB00B100-250 | Efficor | Efficor Contactor 65A AC-3 2NO+2NC 100-250V 50/60Hz AC-DC | Look comments | AF80-22-00-13
270198 | EF65EB00B250-500 | Efficor | Efficor Contactor 65A AC-3 2NO+2NC 250-500V 50/60Hz AC-DC | Look comments | AF80-22-00-14
270200 | EF80EB00B24-60 | Efficor | Efficor Contactor 80A AC-3 2NO+2NC 24-60V 50/60Hz AC-DC | Look comments | AF80-22-00-11
270201 | EF80EB00B48-130 | Efficor | Efficor Contactor 80A AC-3 2NO+2NC 48-130V 50/60Hz AC-DC | Look comments | AF80-22-00-12
270202 | EF80EB00B100-250 | Efficor | Efficor Contactor 80A AC-3 2NO+2NC 100-250V 50/60Hz AC-DC | Look comments | AF80-22-00-13
270203 | EF80EB00B250-500 | Efficor | Efficor Contactor 80A AC-3 2NO+2NC 250-500V 50/60Hz AC-DC | Look comments | AF80-22-00-14
287368 | CL03D301MRJ-L-MP | CL Series | 3P CONT. 25AAC3. LIFT CONTACTOR 20PCS MP | Look comments | Look comments | Low Noise contactor. Contact global product manager
287369 | CL04D301MRJ-L-MP | CL Series | 3P CONT. 32AAC3. LIFT CONTACTOR 20PCS MP | Look comments | Look comments | Low Noise contactor. Contact global product manager
287371 | CL25D300TWJD-RAIL | CL Series | 3P CONT. 25AAC3. COIL 110V +-30%. DIODE | Look comments | AF26ZB-30-00-22
287372 | CL02D301TRJ-L-MP | CL Series | 3P CONT. 18AAC3. LIFT CONTACTOR 15PCS MP | Look comments | Look comments | Low Noise contactor. Contact global product manager
291799 | LS15K.00A5D | AEG Contactors | 910-304-282-5D LS15K.00 220V 50/60Hz | Look comments | AF30-30-00-13
291863 | LS15K-4.00A56 | AEG Contactors | 910-304-290-56 LS15K-4.00 110-115 50-60H | Look comments | AF38-40-00-13
291898 | LS15K-22.00A56 | AEG Contactors | 910-304-291-56 LS15K-22.00 110-115V50-60 | Look comments | AF38-22-00-13
291994 | LS18K.22A56 | AEG Contactors | LS 18K.22-56 110/115V 50/60Hz | Look comments | AF52-30-00-13
292033 | LS18K.11A5D | AEG Contactors | LS18K.11 (220V 50/60HZ | Look comments | AF52-30-00-13
292094 | LS18K-4.00A88 | AEG Contactors | 910-304-310-88 LS18K-4.00 110V 50Hz | Look comments | AF52-40-00-13
292096 | LS18K-4.00A8C | AEG Contactors | 910-304-310-8C LS18K 24V 60Hz | Look comments | AF52-40-00-11
292149 | LS18K-22.00E43 | AEG Contactors | LS 18K-22.00-43 110-125V 50/60Hz DC | Look comments | AF80-22-00-13
292166 | LS22K.22A8C | AEG Contactors | LS22K.22 (24V60HZ) | Look comments | AF52-30-00-11
292184 | LS22K.00A57 | AEG Contactors | LS 22K.00-57 48V 50/60Hz | Look comments | AF52-30-00-11
292187 | LS22K.00A5C | AEG Contactors | LS22K.00 (120V 50/60HZ | Look comments | AF52-30-00-13
292188 | LS22K.00A5D | AEG Contactors | LS22K.00 (220V 50/60HZ | Look comments | AF52-30-00-13
292192 | LS22K.00A81 | AEG Contactors | LS 22K.00-81 240V 50Hz / 280V 60Hz | Look comments | AF52-30-00-14
292254 | LS30K.22A56 | AEG Contactors | LS 30K.22-56 110/115V 50/60Hz | Look comments | AF65-30-00-13
292261 | LS30K.22A63 | AEG Contactors | LS 30K.22-63 380V 50Hz / 440V 60Hz | Look comments | AF65-30-00-14
292283 | LS30K.00A57 | AEG Contactors | LS 30K.00-57 48V 50/60Hz | Look comments | AF65-30-00-11
292284 | LS30K.00A59 | AEG Contactors | LS 30K.00-59 400V 50/60Hz | Look comments | AF65-30-00-14
292326 | CL07A311GJ | AEG Contactors | LS 30K.11-88 110V 50Hz / 120V 60Hz | Look comments | AF65-30-00-13
292397 | LS30K-22.00A88 | AEG Contactors | LS 30K-22.00-88 110V 50Hz / 120V 60Hz | Look comments | AF80-22-00-13
292451 | LS37K.00A51 | AEG Contactors | LS 37K.00-51 240V 50/60Hz | Look comments | AF80-30-00-13
292453 | LS37K.00A57 | AEG Contactors | LS 37K.00-57 48V 50/60Hz | Look comments | AF80-30-00-11
292454 | LS37K.00A59 | AEG Contactors | 910-304-376-59 LS37K.00 400V 50-60Hz | Look comments | AF80-30-00-11
292551 | LS45K.22A56 | AEG Contactors | LS 45K.22-56 110/115V 50/60Hz | Look comments | AF96-30-00-13
292629 | CL09A311GJ | AEG Contactors | 910-304-402-88 LS45K.11 110V50 120V60 | Look comments | AF96-30-00-13
292665 | LS45K-4.00A88 | AEG Contactors | LS 45K-4.00 110V 50HZ 45KW/400V | Look comments | AF116-40-00-13
292667 | LS45K-4.00A8C | AEG Contactors | LS45K-4.00 (24V60HZ) | Look comments | AF116-40-00-11
292688 | LS55K.22A56 | AEG Contactors | 910-304-425-56 LS55K.22 110-115V 50/60H | Look comments | AF116-30-00-13
292762 |  | AEG Contactors | LS 55K.11-88 110V 50Hz / 120V 60Hz | Look comments | AF116-30-00-13
292930 | COIL | AEG Contactors | COIL C650-5C (220V 50/60HZ) | Look comments | Look comments | No Coil Spare part available
292942 | C650-8P | AEG Contactors | COIL C650-8P (380V60HZ) | Look comments | Look comments | No Coil Spare part available
293613 | LS4K.10A82 | AEG Contactors | CONT.500V50HZ 293613 | Look comments | AF09-30-10-14
293651 | LS4K.01A88 | AEG Contactors | LS4K.01 110V 50HZ/120 V 60 HZ | Look comments | AF09-30-01-13
293667 | LS4K.00A56 | AEG Contactors | CONTACTOR TYPE LS4K.00 | Look comments | AF09-30-10-13
293699 | LS4K.10D1B | AEG Contactors | CONT.910-304-105-1B | Look comments | AF09-30-10-13 | Use AF09Z-30-10-23 1SBL136001R2310 for low inrush current
293699 | LS4K.10D1B | AEG Contactors | CONT.910-304-105-1B | Look comments | AF09Z-30-10-23
293726 | LS5K.10A53 | AEG Contactors | CONT.440V50/60 293726 | Look comments | AF12-30-10-14
293795 | LS5K.00A56 | AEG Contactors | CONTACTOR TYPE LS5K.00 | Look comments | AF12-30-10-13
293827 | LS5K.10D18 | AEG Contactors | CONTACTOR TYPE LS5K.10 | Look comments | AF12Z-30-10-20
293829 | LS5K.10D1B | AEG Contactors | CONTACTOR LS5K.10 (12V DC) | Look comments | AF12Z-30-10-20
293858 | LS5K-4.00A59 | AEG Contactors | CONTACTOR LS5K-4.00 (400V 50/60H | Look comments | AF12-30-10-14
293891 | LS5K-22.00A56 | AEG Contactors | CONTACTOR TYPE LS5K-22.00 | Look comments | AF09-22-00-13
293909 | LS5K-22.00A88 | AEG Contactors | CONT.110V50HZ 293909 | Look comments | AF09-22-00-13
293923 | LS5K-4.00D14 | AEG Contactors | CONT.125V DC 293923 | Look comments | AF09-40-00-13 | Use AF09Z-40-00-23 1SBL136201R2300 for low inrush current
293923 | LS5K-4.00D14 | AEG Contactors | CONT.125V DC 293923 | Look comments | AF09Z-40-00-23
293926 | LS5K-4.00D18 | AEG Contactors | CONT.110V DC 293926 | Look comments | AF09-40-00-13 | Use AF09Z-40-00-23 1SBL136201R2300 for low inrush current
293926 | LS5K-4.00D18 | AEG Contactors | CONT.110V DC 293926 | Look comments | AF09Z-40-00-23
293963 | LS7K.10A5D | AEG Contactors | CONTACT.LS7K.10 220V50/60HZ | Look comments | AF16-30-10-13
293966 | LS7K.10A80 | AEG Contactors | CONT.415V50HZ 293966 | Look comments | AF16-30-10-14
293989 | LS7K.01A57 | AEG Contactors | CONTACTOR LS7K.01 (48V 50/60HZ) | Look comments | AF16-30-01-11
293994 | LS7K.01A5D | AEG Contactors | CONTACTOR LS7K.01 (220V 50/60HZ) | Look comments | AF16-30-01-13
294039 | LS7K.00A88 | AEG Contactors | LS7K.00 110V. 50HZ | Look comments | AF16-30-10-13
294053 | LS7K.10D14 | AEG Contactors | CONT.125V DC 294053 | Look comments | AF16-30-10-13 | Use AF16Z-30-10-23 1SBL176001R2310 for low inrush current
294053 | LS7K.10D14 | AEG Contactors | CONT.125V DC 294053 | Look comments | AF16Z-30-10-23
294054 | LS7K.10D16 | AEG Contactors | CONT.48V DC | Look comments | AF16-30-10-12 | Use AF16Z-30-10-22 1SBL176001R2210 for low inrush current
294054 | LS7K.10D16 | AEG Contactors | CONT.48V DC | Look comments | AF16Z-30-10-22
294055 | LS7K.10D17 | AEG Contactors | LS7K.10 60 V DC | Look comments | AF16-30-10-12 | Use AF16Z-30-10-22 1SBL176001R2210 for low inrush current
294055 | LS7K.10D17 | AEG Contactors | LS7K.10 60 V DC | Look comments | AF16Z-30-10-22
294056 | LS7K.10D18 | AEG Contactors | CONTACTOR TYPE LS7K.10 | Look comments | AF16-30-10-13 | Use AF16Z-30-10-23 1SBL176001R2310 for low inrush current
294056 | LS7K.10D18 | AEG Contactors | CONTACTOR TYPE LS7K.10 | Look comments | AF16Z-30-10-23
294058 | LS7K.10D1B | AEG Contactors | CONTACTOR LS7K.10 (12V DC) | Look comments | AF16Z-30-10-20
294070 | LS7K.01D17 | AEG Contactors | LS7K.01 DC 60V | Look comments | AF16-30-01-12 | Use AF16Z-30-01-22 1SBL176001R2201 for low inrush current
294070 | LS7K.01D17 | AEG Contactors | LS7K.01 DC 60V | Look comments | AF16Z-30-01-22
294103 | LS7K-4.00A88 | AEG Contactors | LS7K-4.00 110V 50HZ-120V 60HZ | Look comments | AF16-40-00-13
294105 | LS7K-4.00D8C | AEG Contactors | CONTACTOR LS7K-4.00 (24V60HZ) | Look comments | AF16-40-00-11 | Use AF16Z-40-00-21 1SBL176201R2100 for low inrush current
294105 | LS7K-4.00D8C | AEG Contactors | CONTACTOR LS7K-4.00 (24V60HZ) | Look comments | AF16Z-40-00-21
294120 | LS7K-22.00A55 | AEG Contactors | CONT.24V50/60 294120 | Look comments | AF16-22-00-11
294121 | LS7K-22.00A56 | AEG Contactors | CONT.LS 7K-22 110-115V 50/60 HZ | Look comments | AF16-22-00-13
294122 | LS7K-22.00A57 | AEG Contactors | CONTACTOR LS7K-22.00 (48V 50/60H | Look comments | AF16-22-00-11
294139 | LS7K-22.00A88 | AEG Contactors | CONTACTOR TYPE LS7K-22.00 | Look comments | AF16-22-00-13
294163 | LS7K-4.00D1F | AEG Contactors | CONTACTOR LS7K-4.00 (72V DC) | Look comments | AF16Z-30-10-22
294170 | LS7K-22.00D16 | AEG Contactors | CONT.48V DC 294170 | Look comments | AF16-22-00-12 | Use AF16Z-22-00-22 1SBL176501R2200 for low inrush current
294170 | LS7K-22.00D16 | AEG Contactors | CONT.48V DC 294170 | Look comments | AF16Z-22-00-22
294258 | LS11K.00A5D | AEG Contactors | CONTACT.LS11K.00 220V-50/60HZ | Look comments | AF26-30-00-13
294284 | LS11K.00D18 | AEG Contactors | CONTACTOR TYPE LS11K.00 | Look comments | AF26-30-00-13 | Use AF26Z-30-00-23 1SBL236001R2300 for low inrush current
294284 | LS11K.00D18 | AEG Contactors | CONTACTOR TYPE LS11K.00 | Look comments | AF26Z-30-00-23
294291 | LS11K.00D1G | AEG Contactors | CONTACTOR LS11K.00 (120V DC) | Look comments | AF26-30-00-13 | Use AF26Z-30-00-23 1SBL236001R2300 for low inrush current
294291 | LS11K.00D1G | AEG Contactors | CONTACTOR LS11K.00 (120V DC) | Look comments | AF26Z-30-00-23
294302 | LS11K-4.00A59 | AEG Contactors | 910-304-260-59 LS11K-4.00 400V50/60Hz | Look comments | AF26-40-00-14
294369 | SH5.40A50 | AEG Contactors | SH5.40E | Look comments | NF40E-13
294374 | SH5.40A55 | AEG Contactors | AUX. RELAY | Look comments | NF40E-11
294375 | RL4GA040T3 | AEG Contactors | SH5.40 110-115/60-60HZ | Look comments | NF40E-13
294378 | SH5.40A5C | AEG Contactors | CONTACTOR SH5.40E (120V 50/60HZ) | Look comments | NF40E-13
294402 | SH5.31A50 | AEG Contactors | SH5.31 230 V 50/60HZ | Look comments | NF31E-13
294407 | SH5.31A55 | AEG Contactors | CONTACTOR SH5.31E (24V 50/60HZ) | Look comments | NF31E-11
294408 | SH5.31A56 | AEG Contactors | AUX. RELAYS | Look comments | NF31E-13
294443 | SH5.22A5C | AEG Contactors | CONTACTOR SH5.22E (120V 50/60HZ) | Look comments | NF22E-13
294471 | SH5.04A55 | AEG Contactors | CONTACTOR SH5.04E (24V 50/60HZ) | Look comments | NF44E-11
294534 | SH5.40D19 | AEG Contactors | HILFSSCHUETZE SH5.40 220VDC | Look comments | NF40E-13 | Use NFZ40E-23 1SBH136001R2340 for low inrush current
294534 | SH5.40D19 | AEG Contactors | HILFSSCHUETZE SH5.40 220VDC | Look comments | NFZ40E-23
294548 | SH5.31D17 | AEG Contactors | AUX. RELAY SH5.31 | Look comments | NF31E-12 | Use NFZ31E-22 1SBH136001R2231 for low inrush current
294548 | SH5.31D17 | AEG Contactors | AUX. RELAY SH5.31 | Look comments | NFZ31E-22
294552 | SH5.31D1B | AEG Contactors | CONTACTOR SH5.31E (12V DC) | Look comments | NFZ31E-20
295168 | CL45D310MD | CL Series | CONT. 24V DC | Look comments | AF38-30-00-11 | Use AF40-30-00-11 1SBL347001R1100 for AC-3 applications above 38A
295168 | CL45D310MD | CL Series | CONT. 24V DC | Look comments | AF40-30-00-11
616802 | 425616802400 | CL Series | CONTACTOR 40A AC1 230V | Look comments | Look comments | Eandis special application
616803 | 425616803400 | CL Series | CONTACTOR 90A AC1 230V | Look comments | Look comments | Eandis special application
616804 | 425616804400 | CL Series | CONTACTOR 60A AC1 230V | Look comments | Look comments | Eandis special application
616805 | 425616805400 | CL Series | VERGRENDELING VR CONTACTOR 230V | Look comments | Look comments | Eandis special application
616806 | 425616806400 | CL Series | CONTACTOR 40A AC1 4 POLIG | Look comments | Look comments | Eandis special application
616813 | 425616813400 | CL Series | CONTACTEUR 3P 45A | Look comments | Look comments | Eandis special application
616911 | 425616911400 | CL Series | Contactor assy CL03A310MN+RMLFN | Look comments | AF26-30-00-13 + WA4-13 | Use AF26-30-00-14 + WA4-14 1SBL237001R1400 + 1SBN040100R1014 for 277V 60Hz control voltage
616911 | 425616911400 | CL Series | Contactor assy CL03A310MN+RMLFN | Look comments | AF26-30-00-14 + WA4-14
616912 | 425616912400 | CL Series | Contactor assy CL04A310MN+RMLFN | Look comments | AF30-30-00-13 + WA4-13 | Use AF30-30-00-14 + WA4-14 1SBL277001R1400 + 1SBN040100R1014 for 277V 60Hz control voltage
616912 | 425616912400 | CL Series | Contactor assy CL04A310MN+RMLFN | Look comments | AF30-30-00-14 + WA4-14
616913 | 425616913400 | CL Series | Contactor assy CL06A300MN+RMLFN+BCLF10 | Look comments | AF52-30-00-13 + WA4-13 | Use AF52-30-00-14 + WA4-14 1SBL367001R1400 + 1SBN040100R1014 for 277V 60Hz control voltage
616913 | 425616913400 | CL Series | Contactor assy CL06A300MN+RMLFN+BCLF10 | Look comments | AF52-30-00-14 + WA4-14
616923 | CL03A400MNEA | CL Series | CONTACTOR 4P 40A AC1 230V | Look comments | Look comments | Eandis special application
616927 | RMLFNEA | CL Series | MECH LATCH FR CONTACTOR 230V | Look comments | Look comments | Eandis special application
101211E | GPS1BSAA | Surion | MMS T+M PROT. 0,1-0,16 STAND.BREAKINGG | Look comments | MS116-0.16 | Use MS132-0.16 1SAM350000R1001 for higher Icu/Ics
101211E | GPS1BSAA | Surion | MMS T+M PROT. 0,1-0,16 STAND.BREAKINGG | Look comments | MS132-0.16
101212E | GPS1BSAB | Surion | MMS T+M PROT. 0,16-0,25STAND.BREAKING | Look comments | MS116-0.25 | Use MS132-0.16 1SAM350000R1001 for higher Icu/Ics
101212E | GPS1BSAB | Surion | MMS T+M PROT. 0,16-0,25STAND.BREAKING | Look comments | MS132-0.16
101213E | GPS1BSAC | Surion | MMS T+M PROT. 0,25-0,4 STAND.BREAKINGG | Look comments | MS116-0.4 | Use MS132-0.25 1SAM350000R1002 for higher Icu/Ics
101213E | GPS1BSAC | Surion | MMS T+M PROT. 0,25-0,4 STAND.BREAKINGG | Look comments | MS132-0.25
101215E | GPS1BSAE | Surion | MMS T+M PROT. 0,63-1 STAND.BREAKINGG GPS | Look comments | MS116-1.0 | Use MS132-0.4 1SAM350000R1003 for higher Icu/Ics
101215E | GPS1BSAE | Surion | MMS T+M PROT. 0,63-1 STAND.BREAKINGG GPS | Look comments | MS132-0.4
101216E | GPS1BSAF | Surion | MMS T+M PROT. 1-1,6 STAND.BREAKINGG | Look comments | MS116-1.6 | Use MS132-1.0 1SAM350000R1005 for higher Icu/Ics
101216E | GPS1BSAF | Surion | MMS T+M PROT. 1-1,6 STAND.BREAKINGG | Look comments | MS132-1.0
101217E | GPS1BSAG | Surion | MMS T+M PROT. 1,6-2,5 STAND.BREAKINGG | Look comments | MS116-2.5 | Use MS132-1.6 1SAM350000R1006 for higher Icu/Ics
101217E | GPS1BSAG | Surion | MMS T+M PROT. 1,6-2,5 STAND.BREAKINGG | Look comments | MS132-1.6
101218E | GPS1BSAH | Surion | MMS T+M PROT. 2,5-4 STAND.BREAKINGG | Look comments | MS116-4.0 | Use MS132-4.0 1SAM350000R1008 for higher Icu/Ics
101218E | GPS1BSAH | Surion | MMS T+M PROT. 2,5-4 STAND.BREAKINGG | Look comments | MS116-2.5
101219E | GPS1BSAJ | Surion | MMS T+M PROT. 4-6,3 STAND.BREAKINGG GPS1 | Look comments | MS116-6.3 | Use MS132-4.0 1SAM350000R1008 for higher Icu/Ics
101219E | GPS1BSAJ | Surion | MMS T+M PROT. 4-6,3 STAND.BREAKINGG GPS1 | Look comments | MS132-4.0
101220E | GPS1BSAK | Surion | MMS T+M PROT. 6,3-10 STAND.BREAKINGG | Look comments | MS116-10 | Use MS132-6.3 1SAM350000R1009 for higher Icu/Ics
101220E | GPS1BSAK | Surion | MMS T+M PROT. 6,3-10 STAND.BREAKINGG | Look comments | MS132-6.3
101221E | GPS1BSAL | Surion | MMS T+M PROT. 9-13 STAND.BREAKINGG | Look comments | MS116-12 | Use MS132-10 1SAM350000R1010 for higher Icu/Ics
101221E | GPS1BSAL | Surion | MMS T+M PROT. 9-13 STAND.BREAKINGG | Look comments | MS132-10
101222E | GPS1BSAM | Surion | MMS T+M PROT. 11-16 STAND.BREAKINGG | Look comments | MS116-16 | Use MS132-12 1SAM350000R1012 for higher Icu/Ics
101222E | GPS1BSAM | Surion | MMS T+M PROT. 11-16 STAND.BREAKINGG | Look comments | MS132-12
101223E | GPS1BSAN | Surion | MMS T+M PROT. 14-20 STAND.BREAKINGG | Look comments | MS116-20 | Use MS132-16 1SAM350000R1011 for higher Icu/Ics
101223E | GPS1BSAN | Surion | MMS T+M PROT. 14-20 STAND.BREAKINGG | Look comments | MS132-16
101224E | GPS1BSAP | Surion | MMS T+M PROT. 19-25 STAND.BREAKINGG GPS1 | Look comments | MS116-25 | Use MS132-20 1SAM350000R1013 for higher Icu/Ics
101224E | GPS1BSAP | Surion | MMS T+M PROT. 19-25 STAND.BREAKINGG GPS1 | Look comments | MS132-20
101225E | GPS1BSAR | Surion | MMS T+M PROT. 24-32 STAND.BREAKINGG | Look comments | MS116-32 | Use MS132-25 1SAM350000R1014 for higher Icu/Ics
101225E | GPS1BSAR | Surion | MMS T+M PROT. 24-32 STAND.BREAKINGG | Look comments | MS132-25
101228E | GPS2BSAN | Surion | MMS T+M PROT. 14-20 STAND.BREAKINGG | Look comments | MS165-20
101231E | GPS2BSAS | Surion | MMS T+M PROT. 28-40 STAND.BREAKINGG | Look comments | MS165-42
101232E | GPS2BSAT | Surion | MMS T+M PROT. 35-50 STAND.BREAKINGG | Look comments | MS165-54
101233E | GPS2BSAU | Surion | MMS T+M PROT. 45-63 STAND.BREAKINGG | Look comments | MS165-65
101235E | GPS1BHAB | Surion | MMS T+M PROT. 0,16-0,25HIGH BREAKINGG | Look comments | MS132-0.25
101236E | GPS1BHAC | Surion | MMS T+M PROT. 0,25-0,4 HIGH BREAKINGG | Look comments | MS132-0.4
101237E | GPS1BHAD | Surion | MMS T+M PROT. 0,4-0,63 HIGH BREAKINGG | Look comments | MS132-0.63
101238E | GPS1BHAE | Surion | MANUAL MOTOR STARTER 0.63-1A HB GPS1BHA | Look comments | MS132-1.0
101239E | GPS1BHAF | Surion | MANUAL MOTOR STARTER 1-1.6A HB | Look comments | MS132-1.6
101240E | GPS1BHAG | Surion | MANUAL MOTOR STARTER 1.6-2.5A HB | Look comments | MS132-2.5
101241E | GPS1BHAH | Surion | MANUAL MOTOR STARTER 2.5-4A HB | Look comments | MS132-4.0
101242E | GPS1BHAJ | Surion | MANUAL MOTOR STARTER 4-6.3A HB | Look comments | MS132-6.3
101243E | GPS1BHAK | Surion | MANUAL MOTOR STARTER 6.3-10A HB100KA | Look comments | MS132-10
101244E | GPS1BHAL | Surion | MANUAL MOTOR STARTER 9-13A HB50KA | Look comments | MS132-12
101245E | GPS1BHAM | Surion | MANUAL MOTOR STARTER 11-16A HB | Look comments | MS132-16
101246E | GPS1BHAN | Surion | MMS T+M PROT. 14-20 HIGHBREAKINGG | Look comments | MS132-20
101247E | GPS1BHAP | Surion | MMS T+M PROT. 19-25 HIGHBREAKINGG | Look comments | MS132-25
101248E | GPS1BHAR | Surion | MMS T+M PROT. 24-32 HIGHBREAKINGG | Look comments | MS132-32
101249E | GPS2BHAK | Surion | MMS T+M PROT. 6-10 HIGHBREAKINGGA | Look comments | MS132-10
101253E | GPS2BHAR | Surion | MMS T+M PROT. 24-32 HIGHBREAKINGG | Look comments | MS165-32
101254E | GPS2BHAS | Surion | MMS T+M PROT. 28-40 HIGHBREAKINGG | Look comments | MS165-42
101255E | GPS2BHAT | Surion | MMS T+M PROT. 35-50 HIGHBREAKINGG | Look comments | MS165-54
101256E | GPS2BHAU | Surion | MMS T+M PROT. 45-63 HIGHBREAKINGG | Look comments | MS165-65
101265E | GPS1MSAJ | Surion | MMS MAG.PROT. 6,3 STAND.BREAKINGG 4-6,3A | Look comments | MO132-6.3
101266E | GPS1MSAK | Surion | MMS MAG.PROT. 10 STAND.BREAKINGGR 6,3-10 | Look comments | MO132-10
101270E | GPS1MSAP | Surion | MMS MAG.PROT. 25 STAND.BREAKINGGR 19-25A | Look comments | MO132-25
101279E | GPS2MSAU | Surion | MMS MAG.PROT. 63 STAND.BREAKINGGLE 45-63 | Look comments | MO165-65
101286E | GPS1MHAG | Surion | MMS MAG.PROT. 2,5 HIGH BREAKINGGLE1,6-2, | Look comments | MO132-2.5
101291E | GPS1MHAM | Surion | MMS MAG.PROT. 16 HIGH BREAKINGGDLE11-16A | Look comments | MO132-16
101292E | GPS1MHAN | Surion | MMS MAG.PROT. 20 HIGH BREAKINGGDLE14-20A | Look comments | MO132-20
101293E | GPS1MHAP | Surion | MMS MAG.PROT. 25 HIGH BREAKINGGDLE 19-25 | Look comments | MO132-25
101294E | GPS1MHAR | Surion | MMS MAG.PROT. 32 HIGH BREAKINGGDLE 25-32 | Look comments | MO132-32
101300E | GPS2MHAS | Surion | MMS MAG.PROT. 40 HIGH BREAKINGGDLE 28-40 | Look comments | MO165-42
101301E | GPS2MHAT | Surion | MMS MAG.PROT. 50 HIGH BREAKINGGDLE 35-50 | Look comments | MO165-54
101303E | GPAC10FBA | Surion | AUX.BLOCK INTER.MOUNT 1NO | Look comments | HKF1-10 Aux.-contact for front mounting
101304E | GPAC01FBA | Surion | AUX.BLOCK INTER.MOUNT 1NC1NC X GPS1./GP | Look comments | HKF1-01 Aux.-contact for front mounting
101305E | GPAC11LLA | Surion | AUX.BLOCK LAT.MOUNT LEFT1NO+1NC GPS1./GP | Look comments | HKS4-11
101308E | GPAC11LRA | Surion | AUX.BLOCK LAT.MOUNT RIGHT 1NO+1NCGPS1./G | Look comments | HK1-11 Aux.-contact
101309E | GPAC20LRA | Surion | AUX.BLOCK LAT.MOUNT RIGHT 2NOX GPS1./GP | Look comments | HK1-20 Aux.-contact
101313E | GPAD1010LLA | Surion | AUX/ALARM BLOCK LAT.MOUNT LEFT 1NO+1NOPS | Look comments | SK1-20 Signal contact
101314E | GPAD1001LLA | Surion | AUX/ALARM BLOCK LAT.MOUNT LEFT 1NO+1NCGP | Look comments | SK1-11 Signal contact
101317E | GPAE11LLA | Surion | SHORT CIRC.ALARM LAT MOUNT 1NO+1NCO+1NC | Look comments | CK1-11 Short-Circuit Signal Contact 2 NO
101328E | GPASLRADD | Surion | SHUNT TRIP LAT.MOUNT RIGHT 24-60VDC | Look comments | AA1-24 Shunt Trip 20-24V
101363E | GPA1HAB | Surion | OPERATING HANDLE EXT BLACK5 X GPS1*H | Look comments | MSHD-LB
101364E | GPA1HAR | Surion | HANDLE OPERATOR EMERG.YELLOW/RED 1HGPS1X | Look comments | MSHD-LY
101502E | GPA2HAB | Surion | HANDLE OPERATOR STAND.BLACK 2S,2H2* | Look comments | MSHD-LTB
151X1230TB01PC21 | 151X1230TB01PC21 | CL Series | MMS ASSEMBLED FORM | Look comments | Look comments | Mounted starter; buy spare parts separately
151X1230TB01PC24A | 151X1230TB01PC24A | CL Series | ASSEMBLED DC REVERSER WITH SS | Look comments | Look comments | Mounted starter; buy spare parts separately
BCLF01 | BCLF01 | CL Series | FRONT AUX 1NC | Look comments | CA4-01
BCLF10 | BCLF10 | CL Series | FRONT AUX 1NO | Look comments | CA4-10
BCLL11 | BCLL11 | CL Series | SIDE AUX BASE UNIT 1NO-1NC | Look comments | CAL4-11
BEKH | BEKH | CK Series | INTERLOCK CK08-CK12 | Look comments | VM19 | Use VM19 1SFN030300R1000 for contactors replacing up to CK95 or VM750H 1SFN035700R1000 above CK10
BEKH | BEKH | CK Series | INTERLOCK CK08-CK12 | Look comments | VM750H
BELA | BELA | CL Series | - | Look comments | VEM4 | Use VM96-4 1SBN033405T1000 for AF40 ... AF96 contactors
BELA | BELA | CL Series | - | Look comments | VM96-4
BELA02 | BELA02 | CL Series | MECH INTLK W/ELEC INTLK | Look comments | VEM4 | Use VM96-4 1SBN033405T1000 for AF40 ... AF96 contactors
BELA02 | BELA02 | CL Series | MECH INTLK W/ELEC INTLK | Look comments | VM96-4
BETL45D | BETL45D | CL Series | C2000 CONTACTORS | Look comments | TEF4-OFF
BRLL11 | BRLL11 | CL Series | SIDE AUX ADDER 1NO-1NC | Look comments | CAL4-11
BRLL20 | BRLL20 | CL Series | SIDE AUX ADDER 2NO | Look comments | Look comments | If requires lateral mounting replace by 2xCAL4-11, if not by 2xCA4-10
BSLDZ | BSLDZ | CL Series | DIODE SUP 12-600VDC | Look comments | Look comments | No Need
BSLR2K | BSLR2K | CL Series | R/C SURGE SUP CL00-45 50-127VAC | Look comments | Look comments | No Need
BSLR2R | BSLR2R | CL Series | R/C SURGE SUP CL00-45 130-250 VAC | Look comments | Look comments | No Need
BSLR3K | BSLR3K | CL Series | R/C SURGE SUP CL05-10 50-127VAC | Look comments | Look comments | No Need
BSLV3U | BSLV3U | CL Series | BL SUPRESSOR 277-500VCC P/CL VCC | Look comments | Look comments | No Need
BTLF30C | BTLF30C | CL Series | TIMER .1-30 SEC TDOE | Look comments | TEF4-ON
BTLF30D | BTLF30D | CL Series | TIMER .1 TO 30 SEC TDOD | Look comments | TEF4-OFF
CK08BE411F | CK08BE411F | CK Series | 4P 125HP 42-48VAC/DC 50/60HZ COIL | Look comments | AF205-40-11-11 | Use AF190-40-11-11 1SFL487102R1111 for UL applications
CK08BE411F | CK08BE411F | CK Series | 4P 125HP 42-48VAC/DC 50/60HZ COIL | Look comments | AF190-40-11-11
CK08BE411U | CK08BE411U | CK Series | 4P 125HP 380-415VAC/DC 50/60HZ COIL | Look comments | AF205-40-11-14 | Use AF190-40-11-14 1SFL487102R1411 for UL applications
CK08BE411U | CK08BE411U | CK Series | 4P 125HP 380-415VAC/DC 50/60HZ COIL | Look comments | AF190-40-11-14
CK08BE411Y | CK08BE411Y | CK Series | 4P 125HP 440-500VAC/DC 50/60HZ COIL | Look comments | AF205-40-11-14 | Use AF190-40-11-14 1SFL487102R1411 for UL applications
CK08BE411Y | CK08BE411Y | CK Series | 4P 125HP 440-500VAC/DC 50/60HZ COIL | Look comments | AF190-40-11-14
CK08CE300J | CK08CE300J | CK Series | IEC CONTACTOR 125 HP | Look comments | AF205-30-11-13 | Use AF190-30-11-13 1SFL487002R1311 for UL applications
CK08CE300J | CK08CE300J | CK Series | IEC CONTACTOR 125 HP | Look comments | AF190-30-11-13
CK09BE221N | CK09BE221N | CK Series | CONTACTOR | Look comments | AF265-30-11-13
CK09BE300J | CK09BE300J | CK Series | IEC CONTACTOR | Look comments | AF265-30-11-13 | Use AF265-30-11-13 1SFL547002R1311 for IEC applications and AF205-30-11-13 1SFL527002R1311 for UL, BUSBAR FIT VERIFICATION REQUIRED
CK09BE300J | CK09BE300J | CK Series | IEC CONTACTOR | Look comments | AF205-30-11-13
CK09BE311F | CK09BE311F | CK Series | 3P 150HP 42-48VAC/DC 50/60HZ COIL | Look comments | AF265-30-11-11 | Use AF265-30-11-11 1SFL547002R1111 for IEC applications and AF205-30-11-11 1SFL527002R1111 for UL, BUSBAR FIT VERIFICATION REQUIRED
CK09BE311F | CK09BE311F | CK Series | 3P 150HP 42-48VAC/DC 50/60HZ COIL | Look comments | AF205-30-11-11
CK09BE411F | CK09BE411F | CK Series | 4P 150HP 42-48VAC/DC 50/60HZ COIL | Look comments | AF265-40-11-11 | Use AF265-40-11-11 1SFL547102R1111 for IEC applications and AF205-40-11-11 1SFL527102R1111 for UL, BUSBAR FIT VERIFICATION REQUIRED
CK09BE411F | CK09BE411F | CK Series | 4P 150HP 42-48VAC/DC 50/60HZ COIL | Look comments | AF205-40-11-11
CK09BE411U | CK09BE411U | CK Series | 4P 150HP 380-415VAC/DC 50/60HZ COIL | Look comments | AF265-40-11-14 | Use AF265-40-11-14 1SFL547102R1411 for IEC applications and AF205-40-11-14 1SFL527102R1411 for UL, BUSBAR FIT VERIFICATION REQUIRED
CK09BE411U | CK09BE411U | CK Series | 4P 150HP 380-415VAC/DC 50/60HZ COIL | Look comments | AF205-40-11-14
CK10BE311Y | CK10BE311Y | CK Series | OBSOLETO | Look comments | AF370-30-11-14 | Use AF460-30-11 Coil 250-500V 1SFL597001R7111 above 200kW AC-3 at 400V
CK10BE311Y | CK10BE311Y | CK Series | OBSOLETO | Look comments | AF460-30-11 Coil 250-500V
CK10BE411N | CK10BE411N | CK Series | 300HP@460V 4P 220V-250V AC/DC COIL | Look comments | EK550-40-11
CK10BE411Y | CK10BE411Y | CK Series | 4P 300HP 440-500VAC/DC | Look comments | EK550-40-11
CK10CE221N | CK10CE221N | CK Series | CONTACTOR | Look comments | AF370-30-11-13
CK10CE311F | CK10CE311F | CK Series | 3P 300HP 42-48VAC/DC 50/60HZ COIL | Look comments | AF370-30-11-11 | Use AF460-30-11 Coil 24-60V DC 1SFL597001R6811 above 200kW AC-3 at 400V, ONLY DC CONTROL
CK10CE311F | CK10CE311F | CK Series | 3P 300HP 42-48VAC/DC 50/60HZ COIL | Look comments | AF460-30-11 Coil 24-60V DC
CK10CE411D | CK10CE411D | CK Series | 4P 300HP 24-28VAC/DC 50/60HZ COIL | Look comments | EK550-40-11
CK10CE411F | CK10CE411F | CK Series | 4P 300HP 42-48VAC/DC 50/60HZ COIL | Look comments | AF370-30-11-11
CK10CE411U | CK10CE411U | CK Series | 4P 300HP 380-415VAC/DC 50/60HZ COIL | Look comments | EK550-40-11
CK10CE411Y | CK10CE411Y | CK Series | 4P 300HP 440-500VAC/DC 50/60HZ COIL | Look comments | EK550-40-11
CK11BE311N | CK11BE311N | CK Series | 400HP@460V 3P 220V-250V AC/DC COIL | Look comments | AF580-30-11 | Use AF460-30-11 Coil 100-250V 1SFL597001R7011 for UL application and IEC up to 250kW AC-3 at 400V
CK11BE311N | CK11BE311N | CK Series | 400HP@460V 3P 220V-250V AC/DC COIL | Look comments | AF460-30-11 Coil 100-250V
CK11BE311Y | CK11BE311Y | CK Series | 4P 400HP 440-500VAC/DC | Look comments | AF580-30-11 | Use AF460-30-11 Coil 250-500V 1SFL597001R7111 for UL application and IEC up to 250kW AC-3 at 400V
CK11BE311Y | CK11BE311Y | CK Series | 4P 400HP 440-500VAC/DC | Look comments | AF460-30-11 Coil 250-500V
CK11BE411N | CK11BE411N | CK Series | 400HP@460V 4P 220V-250V AC/DC COIL | Look comments | EK550-40-11
CK11CE11Y | CK11CE11Y | CK Series | MISSING DESCRIPTION | Look comments | AF580-30-11
CK11CE311F | CK11CE311F | CK Series | 3P 400HP 42-48VAC/DC 50/60HZ COIL | Look comments | AF580-30-11 | Use AF460-30-11 Coil 48-130V 1SFL597001R6911 for UL application and IEC up to 250kW AC-3 at 400V
CK11CE311F | CK11CE311F | CK Series | 3P 400HP 42-48VAC/DC 50/60HZ COIL | Look comments | AF460-30-11 Coil 48-130V
CK11CE411D | CK11CE411D | CK Series | 4P 400HP 24-28VAC/DC 50/60HZ COIL | Look comments | EK550-40-11
CK11CE411F | CK11CE411F | CK Series | 4P 400HP 42-48VAC/DC 50/60HZ COIL | Look comments | EK550-40-11
CK11CE411U | CK11CE411U | CK Series | 4P 400HP 380-415VAC/DC 50/60HZ COIL | Look comments | EK550-40-11
CK11CE411Y | CK11CE411Y | CK Series | 4P 400HP 440-500VAC/DC 50/60HZ COIL | Look comments | EK550-40-11
CK12BE311F | CK12BE311F | CK Series | 3P 500HP 42-48VAC/DC 50/60HZ COIL | Look comments | AF750-30-11 | Use AF580-30-11 1SFL617001R6811 for UL or IEC up to 315kW AC-3 at 400V
CK12BE311F | CK12BE311F | CK Series | 3P 500HP 42-48VAC/DC 50/60HZ COIL | Look comments | AF580-30-11
CK12BE411F | CK12BE411F | CK Series | 4P 500HP 42-48VAC/DC 50/60HZ COIL | Look comments | EK1000-40-11 | No replacement for UL application
CK12BE411U | CK12BE411U | CK Series | 4P 500HP 380-415VAC/DC 50/60HZ COIL | Look comments | EK1000-40-11 | No replacement for UL application
CK12BE411Y | CK12BE411Y | CK Series | 4P 500HP 440-500VAC/DC 50/60HZ COIL | Look comments | EK1000-40-11 | No replacement for UL application
CK75CA311J | CK75CA311J | CK Series | 100HP@460 CONTACTOR 120VAC COIL | Look comments | AF146-30-11-13 | Use AF146-30-11B-13 1SFL467002R1311 for busbar connection
CK75CA311J | CK75CA311J | CK Series | 100HP@460 CONTACTOR 120VAC COIL | Look comments | AF146-30-11B-13
CK75CA311N | CK75CA311N | CK Series | 133188 - 150A AC3 3P POWER CONTACTOR 1NO+1NC WITH 220/230V 50HZ COIL | Look comments | AF146-30-11-13 | Use AF146-30-11B-13 1SFL467002R1311 for busbar connection
CK75CA311N | CK75CA311N | CK Series | 133188 - 150A AC3 3P POWER CONTACTOR 1NO+1NC WITH 220/230V 50HZ COIL | Look comments | AF146-30-11B-13
CK95BE411D | CK95BE411D | CK Series | 4P 250HP 24-28VAC/DC 50/60HZ COIL | Look comments | AF305-40-11-11
CK95BE411F | CK95BE411F | CK Series | 4P 250HP 42-48VAC/DC 50/60HZ COIL | Look comments | AF305-40-11-11
CK95BE411U | CK95BE411U | CK Series | 4P 250HP 380-415VAC/DC 50/60HZ COIL | Look comments | AF305-40-11-14
CK95BE411Y | CK95BE411Y | CK Series | 4P 250HP 440-500VAC/DC 50/60HZ COIL | Look comments | AF305-40-11-14
CKX01 | CKX01 | CK Series | CK10-12BE LUG KIT (3LUGS) | Look comments | Look comments | Ask GPM… Active product with no sales in EPIS 2017 and 2018
CKX02 | CKX02 | CK Series | KIT 3-LUGS CK08-95 | Look comments | Look comments | Ask GPM… Active product with no sales in EPIS 2017 and 2018
CKX03 | CKX03 | CK Series | RTA3 RTM3 LUG KIT (3LUGS) | Look comments | Look comments | Ask GPM… Active product with no sales in EPIS 2017 and 2018
CKXB01 | CKXB01 | CK Series | BASEPLATE-CK08-95_STARTER | Look comments | Look comments | Ask GPM… Active product with no sales in EPIS 2017 and 2018
CKXB02 | CKXB02 | CK Series | CK08B TO CK08C BASEPLATE | Look comments | Look comments | Ask GPM… Active product with no sales in EPIS 2017 and 2018
CKXB03 | CKXB03 | CK Series | CK10/11B TO CK10/11C BASEPLATE | Look comments | Look comments | Ask GPM… Active product with no sales in EPIS 2017 and 2018
CKXC01 | CKXC01 | CK Series | CK08-95 REVERSER BARS | Look comments | Look comments | Ask GPM… Active product with no sales in EPIS 2017 and 2018
CKXC02 | CKXC02 | CK Series | CK08-95 Y-DELTA BARS FOR RT-3 | Look comments | Look comments | Ask GPM… Active product with no sales in EPIS 2017 and 2018
CKXC03 | CKXC03 | CK Series | CK08-95 Y-DELTA BARS FOR RT-4 | Look comments | Look comments | Ask GPM… Active product with no sales in EPIS 2017 and 2018
CKXC04 | CKXC04 | CK Series | CK75/08C REV BUS BAR KIT | Look comments | Look comments | Ask GPM… Active product with no sales in EPIS 2017 and 2018
CKXC05 | CKXC05 | CK Series | CK75/08C WYE DELTA BUS BAR KIT | Look comments | Look comments | Ask GPM… Active product with no sales in EPIS 2017 and 2018
CKXC06 | CKXC06 | CK Series | WYE DELTA SHORT BAR FOR CK75/08C | Look comments | Look comments | Ask GPM… Active product with no sales in EPIS 2017 and 2018
CKXC10 | CKXC10 | CK Series | CK10/11C REV BUS BAR KIT | Look comments | Look comments | Ask GPM… Active product with no sales in EPIS 2017 and 2018
CKXC12 | CKXC12 | CK Series | CK10-12 WYE-DELTA BUS BARS | Look comments | Look comments | Ask GPM… Active product with no sales in EPIS 2017 and 2018
CKXC13 | CKXC13 | CK Series | CK10/11C WYE DELTA BUS BAR KIT | Look comments | Look comments | Ask GPM… Active product with no sales in EPIS 2017 and 2018
CKXJ01 | CKXJ01 | CK Series | SEE NOTES | Look comments | Look comments | Ask GPM… Active product with no sales in EPIS 2017 and 2018
CKXJ02 | CKXJ02 | CK Series | CK08-09 JUMPER CONNECTION TO RT_4 | Look comments | Look comments | Ask GPM… Active product with no sales in EPIS 2017 and 2018
CKXJ10 | CKXJ10 | CK Series | OL JUMPERS CK10/11C TO RT5 | Look comments | Look comments | Ask GPM… Active product with no sales in EPIS 2017 and 2018
CKXJ11 | CKXJ11 | CK Series | CK10-12 JUMPER CONNECTION TO RT_5 | Look comments | Look comments | Ask GPM… Active product with no sales in EPIS 2017 and 2018
CKXR11 | CKXR11 | CK Series | RESET KIT FOR NEMA1 CL STARTERS | Look comments | Look comments | Ask GPM… Active product with no sales in EPIS 2017 and 2018
CKXR12 | CKXR12 | CK Series | RESET KIT FOR TYPE4 3R/12 CK ENCL | Look comments | Look comments | Ask GPM… Active product with no sales in EPIS 2017 and 2018
CKXT01 | CKXT01 | CK Series | COIL POWER TAKE OFF CK08-95 CK10 | Look comments | Look comments | Ask GPM… Active product with no sales in EPIS 2017 and 2018
CKXT02 | CKXT02 | CK Series | COIL POWER TAKE OFF CK12BE | Look comments | Look comments | Ask GPM… Active product with no sales in EPIS 2017 and 2018
CKXT03 | CKXT03 | CK Series | CK75/08C POWER TAKE OFF TERMINAL | Look comments | Look comments | Ask GPM… Active product with no sales in EPIS 2017 and 2018
CL00A301T4 | CL00A301T4 | CL Series | - | Look comments | AF09-30-01-13
CL00A301T5 | CL00A301T5 | CL Series | - | Look comments | AF09-30-01-13
CL00A310T1 | CL00A310T1 | CL Series | 5HP@460 3P24V 50/60 HZ COIL | Look comments | AF09-30-10-11
CL00A310T13 | CL00A310T13 | CL Series | - | Look comments | AF09-30-10-14
CL00A310T3 | CL00A310T3 | CL Series | SERIES CL-CONTACTOR 3 POLE 110V | Look comments | AF09-30-10-13
CL00A310T4 | CL00A310T4 | CL Series | - | Look comments | AF09-30-10-13
CL00A310T5 | CL00A310T5 | CL Series | - | Look comments | AF09-30-10-13
CL00A310T6 | CL00A310T6 | CL Series | CONTACTOR 3NO 1NC | Look comments | AF09-30-10-13
CL00A310T7 | CL00A310T7 | CL Series | 9A AC3 3P POWER CONTACTOR 1NO WITH 240V AC 50/60HZ COIL | Look comments | AF09-30-10-13
CL00A310TF | CL00A310TF | CL Series | 5HP@460 3P48V 60 HZ 42V 50HZ COIL | Look comments | AF09-30-10-11
CL00A310TJ | CL00A310TJ | CL Series | SERIES CL-CONTACTOR | Look comments | AF09-30-10-13
CL00A310TM | CL00A310TM | CL Series | 5HP@460 3P 220V | Look comments | AF09-30-10-13
CL00A310TN | CL00A310TN | CL Series | 5HP@460 3P277V 60/220V 50HZ COIL | Look comments | AF09-30-10-13 | Use AF09-30-10-14 1SBL137001R1410 for 277V 60Hz control voltage
CL00A310TN | CL00A310TN | CL Series | 5HP@460 3P277V 60/220V 50HZ COIL | Look comments | AF09-30-10-14
CL00A310TT | CL00A310TT | CL Series | IEC CONTACTOR 3NO 1NC | Look comments | AF09-30-10-14
CL00A310TU | CL00A310TU | CL Series | 5HP@460 3P480V 60 /380V 50HZ COIL | Look comments | AF09-30-10-14
CL00A310TW | CL00A310TW | CL Series | 5HP@460 3P415V 50HZ COIL | Look comments | AF09-30-10-14
CL00A310TY | CL00A310TY | CL Series | 5HP@460 3P600V 60 /500V 50 HZ COIL | Look comments | AF09-30-10-14
CL00D301TK | CL00D301TK | CL Series | CONTATOR 3P 9A 120VCC | Look comments | AF09-30-01-13 | Use AF09Z-30-01-23 1SBL136001R2301 when required low inrush current
CL00D301TK | CL00D301TK | CL Series | CONTATOR 3P 9A 120VCC | Look comments | AF09Z-30-01-23
CL00D310TB | CL00D310TB | CL Series | 5HP@460 3P12VDC COIL | Look comments | AF09Z-30-10-20
CL00D310TD | CL00D310TD | CL Series | 5HP@460 3P24VDC COIL | Look comments | AF09-30-10-11 | Use AF09Z-30-10-21 1SBL136001R2110 when required low inrush current
CL00D310TD | CL00D310TD | CL Series | 5HP@460 3P24VDC COIL | Look comments | AF09Z-30-10-21
CL00D310TG | CL00D310TG | CL Series | 5HP@460 3P48VDC COIL | Look comments | AF09-30-10-12 | Use AF09Z-30-10-22 1SBL136001R2210 when required low inrush current
CL00D310TG | CL00D310TG | CL Series | 5HP@460 3P48VDC COIL | Look comments | AF09Z-30-10-22
CL00D310TJ | CL00D310TJ | CL Series | 5HP@460 3P125VDC COIL | Look comments | AF09-30-10-13 | Use AF09Z-30-10-23 1SBL136001R2310 when required low inrush current
CL00D310TJ | CL00D310TJ | CL Series | 5HP@460 3P125VDC COIL | Look comments | AF09Z-30-10-23
CL00D310TK | CL00D310TK | CL Series | 5HP@460 3P125VDC COIL | Look comments | AF09-30-10-13 | Use AF09Z-30-10-23 1SBL136001R2310 when required low inrush current
CL00D310TK | CL00D310TK | CL Series | 5HP@460 3P125VDC COIL | Look comments | AF09Z-30-10-23
CL00D310TN | CL00D310TN | CL Series | - | Look comments | AF09-30-10-13 | Use AF09Z-30-10-23 1SBL136001R2310 when required low inrush current
CL00D310TN | CL00D310TN | CL Series | - | Look comments | AF09Z-30-10-23
CL00D310TT | CL00D310TT | CL Series | 5HP@460 3P250VDC COIL | Look comments | AF09-30-10-13 | Use AF09Z-30-10-23 1SBL136001R2310 when required low inrush current
CL00D310TT | CL00D310TT | CL Series | 5HP@460 3P250VDC COIL | Look comments | AF09Z-30-10-23
CL01A301T3 | CL01A301T3 | CL Series | - | Look comments | AF12-30-01-13
CL01A301T5 | CL01A301T5 | CL Series | - | Look comments | AF12-30-01-13
CL01A310T1 | CL01A310T1 | CL Series | 7.5@460V 3 P 24V 50/60 HZ COIL | Look comments | AF12-30-10-11
CL01A310T3 | CL01A310T3 | CL Series | SERIES CL-CONTACTOR 3 POLE 110V | Look comments | AF12-30-10-13
CL01A310T4 | CL01A310T4 | CL Series | - | Look comments | AF12-30-10-13
CL01A310T5 | CL01A310T5 | CL Series | - | Look comments | AF12-30-10-13
CL01A310T6 | CL01A310T6 | CL Series | 7.5@460V 3 P 230V 50/60 HZ COIL | Look comments | AF12-30-10-13
CL01A310TD | CL01A310TD | CL Series | 7.5@460V 3 P 24V 50HZ | Look comments | AF12-30-10-11
CL01A310TJS | CL01A310TJS | CL Series | CONTACTOR | Look comments | AF12-30-10-13
CL01A310TLMP | CL01A310TLMP | CL Series | 7.5@460V 3P 208V 60 HZ | Look comments | AF12-30-10-13
CL01A310TN | CL01A310TN | CL Series | 7.5@460V 3 P 277V 60/220V 50HZ | Look comments | AF12-30-10-13 | Use AF12-30-10-14 1SBL157001R1410 for 277V 60Hz control voltage
CL01A310TN | CL01A310TN | CL Series | 7.5@460V 3 P 277V 60/220V 50HZ | Look comments | AF12-30-10-14
CL01A310TT | CL01A310TT | CL Series | IEC CONTACTOR 3NO 1NC | Look comments | AF12-30-10-14
CL01A310TY | CL01A310TY | CL Series | 7.5@460V 3 P 600V 60 /500V 50 HZ | Look comments | AF12-30-10-14
CL01A400T1 | CL01A400T1 | CL Series | 25 AMP AC1 4NO24V 50/60 HZ COIL | Look comments | AF09-40-00-11
CL01A400TF | CL01A400TF | CL Series | 25 AMP AC1 4NO48V 60 HZ 42V 50HZ | Look comments | AF09-40-00-11
CL01A400TL | CL01A400TL | CL Series | 25 AMP AC1 4NO208V 60 HZ COIL | Look comments | AF09-40-00-13
CL01A400TN | CL01A400TN | CL Series | 25 AMP AC1 4NO277V 60/220V 50HZ | Look comments | AF09-40-00-13 | Use AF09-40-00-14 1SBL137201R1400 for 277V 60Hz control voltage
CL01A400TN | CL01A400TN | CL Series | 25 AMP AC1 4NO277V 60/220V 50HZ | Look comments | AF09-40-00-14
CL01A400TS | CL01A400TS | CL Series | 25 AMP AC1 4NO240V 60 HZ COIL | Look comments | AF09-40-00-14
CL01A400TU | CL01A400TU | CL Series | 25 AMP AC1 4NO480V 60 /380V 50HZ | Look comments | AF09-40-00-14
CL01A400TW | CL01A400TW | CL Series | 25 AMP AC1 4NO415V 50HZ COIL | Look comments | AF09-40-00-14
CL01A400TY | CL01A400TY | CL Series | 25 AMP AC1 4NO600V 60 /500V 50 HZ | Look comments | AF09-40-00-14
CL01AB00T1 | CL01AB00T1 | CL Series | 25 AMP 2NO2NC 24V 50/60 HZ | Look comments | AF09-22-00-11
CL01AB00TF | CL01AB00TF | CL Series | 25 AMP 2NO2NC 48V 60 HZ 42V 50HZ | Look comments | AF09-22-00-11
CL01AB00TL | CL01AB00TL | CL Series | 25 AMP 2NO2NC 208V 60 HZ | Look comments | AF09-22-00-13
CL01AB00TN | CL01AB00TN | CL Series | 25 AMP 2NO2NC 277V 60/220V 50HZ | Look comments | AF09-22-00-13 | Use AF09-22-00-14 1SBL137501R1400 for 277V 60Hz control voltage
CL01AB00TN | CL01AB00TN | CL Series | 25 AMP 2NO2NC 277V 60/220V 50HZ | Look comments | AF09-22-00-14
CL01AB00TS | CL01AB00TS | CL Series | 25 AMP 2NO2NC 240V 60 HZ | Look comments | AF09-22-00-13
CL01AB00TU | CL01AB00TU | CL Series | 25 AMP 2NO2NC 480V 60 /380V 50HZ | Look comments | AF09-22-00-14
CL01AB00TY | CL01AB00TY | CL Series | 25 AMP 2NO2NC 600V 60 /500V 50 HZ | Look comments | AF09-22-00-14
CL01D310TB | CL01D310TB | CL Series | 7.5HP@460 3P12VDC COIL | Look comments | AF12Z-30-10-20
CL01D310TD | CL01D310TD | CL Series | 7.5HP@460 3P24VDC COIL | Look comments | AF12-30-10-11 | Use AF12Z-30-10-21 1SBL156001R2110 when required low inrush current
CL01D310TD | CL01D310TD | CL Series | 7.5HP@460 3P24VDC COIL | Look comments | AF12Z-30-10-21
CL01D310TG | CL01D310TG | CL Series | 7.5HP@460 3P48VDC COIL | Look comments | AF12-30-10-12 | Use AF12Z-30-10-22 1SBL156001R2210 when required low inrush current
CL01D310TG | CL01D310TG | CL Series | 7.5HP@460 3P48VDC COIL | Look comments | AF12Z-30-10-22
CL01D310TK | CL01D310TK | CL Series | 7.5HP@460 3P125VDC COIL | Look comments | AF12-30-10-13 | Use AF12Z-30-10-23 1SBL156001R2310 when required low inrush current
CL01D310TK | CL01D310TK | CL Series | 7.5HP@460 3P125VDC COIL | Look comments | AF12Z-30-10-23
CL01D310TT | CL01D310TT | CL Series | 7.5HP@460 3P250VDC COIL | Look comments | AF12-30-10-13 | Use AF12Z-30-10-23 1SBL156001R2310 when required low inrush current
CL01D310TT | CL01D310TT | CL Series | 7.5HP@460 3P250VDC COIL | Look comments | AF12Z-30-10-23
CL01D400TT | CL01D400TT | CL Series | 7.5HP AT 480V 4/NO | Look comments | AF09-40-00-13 | Use AF09Z-40-00-23 1SBL136201R2300 when required low inrush current
CL01D400TT | CL01D400TT | CL Series | 7.5HP AT 480V 4/NO | Look comments | AF09Z-40-00-23
CL02A301T5 | CL02A301T5 | CL Series | - | Look comments | AF16-30-01-13
CL02A310RJ | CL02A310RJ | CL Series | IC CONTACTOR | Look comments | AF16ZB-30-10RT-23
CL02A310T1 | CL02A310T1 | CL Series | 10HP@460V 3P 24V 50/60 HZ COIL | Look comments | AF16-30-10-11
CL02A310T4 | CL02A310T4 | CL Series | - | Look comments | AF16-30-10-13
CL02A310T5 | CL02A310T5 | CL Series | - | Look comments | AF16-30-10-13
CL02A310T6 | CL02A310T6 | CL Series | CONTATOR 3P 18A 230VAC 1NA | Look comments | AF16-30-10-13
CL02A310TF | CL02A310TF | CL Series | CL02A310TF | Look comments | AF16-30-10-11
CL02A310TJS | CL02A310TJS | CL Series | IEC CONTACTOR | Look comments | AF16-30-10-13
CL02A310TL | CL02A310TL | CL Series | 10HP@460V 3P 208V 60 HZ COIL | Look comments | AF16-30-10-13
CL02A310TM | CL02A310TM | CL Series | 10HP@460V 3P 220V 60/220V 50HZ | Look comments | AF16-30-10-13
CL02A310TN | CL02A310TN | CL Series | 10HP@460V 3P 277V 60/220V 50HZ | Look comments | AF16-30-10-13 | Use AF16-30-10-14 1SBL177001R1410 for 277V 60Hz control voltage
CL02A310TN | CL02A310TN | CL Series | 10HP@460V 3P 277V 60/220V 50HZ | Look comments | AF16-30-10-14
CL02A310TU | CL02A310TU | CL Series | 10HP@460V 3P 480V 60 /380V 50HZ | Look comments | AF16-30-10-14
CL02A310TW | CL02A310TW | CL Series | 10HP@460V 3P 415V 50HZ COIL | Look comments | AF16-30-10-14
CL02A310TY | CL02A310TY | CL Series | 10HP@460V 3P 600V 60 HZ COIL | Look comments | AF16-30-10-14
CL02A311TJ | CL02A311TJ | CL Series | CONTACTOR CLO2A311TJ | Look comments | AF16ZB-30-10-23
CL02A400T1 | CL02A400T1 | CL Series | 32 AMP AC1 4NO24V 50/60 HZ COIL | Look comments | AF16-40-00-11
CL02A400T7 | CL02A400T7 | CL Series | 32A AC1 4P POWER CONTACTOR WITH 240V AC 50/60HZ COIL | Look comments | AF16-40-00-13
CL02A400TJ | CL02A400TJ | CL Series | 32 AMP AC1 4NO120V 60 /110V 50 HZ | Look comments | AF16-40-00-13
CL02A400TR | CL02A400TR | CL Series | 32 AMP AC1 4NO120V 60 /110V 50 HZ | Look comments | AF16-40-00-13
CL02A400TU | CL02A400TU | CL Series | 32 AMP AC1 4NO480V 60 /380V 50HZ | Look comments | AF16-40-00-14
CL02A400TW | CL02A400TW | CL Series | 32 AMP AC1 4NO415V 50HZ COIL | Look comments | AF16-40-00-14
CL02A400TY | CL02A400TY | CL Series | 32 AMP AC1 4NO600V 60 /500V 50 HZ | Look comments | AF16-40-00-14
CL02AB00T5 | CL02AB00T5 | CL Series | - | Look comments | AF16-22-00-13
CL02AB00TN | CL02AB00TN | CL Series | 32A AC1 4P POWER CONTACTOR 2NO+2NC WITH 220-230V AC 50HZ / 277V AC 60HZ COIL | Look comments | AF16-22-00-13 | Use AF16-22-00-14 1SBL177501R1400 for 277V 60Hz control voltage
CL02AB00TN | CL02AB00TN | CL Series | 32A AC1 4P POWER CONTACTOR 2NO+2NC WITH 220-230V AC 50HZ / 277V AC 60HZ COIL | Look comments | AF16-22-00-14
CL02D301TJ | CL02D301TJ | CL Series | CONTACTOR 110V | Look comments | AF16-30-01-13 | Use AF16Z-30-01-23 1SBL176001R2301 when required low inrush current
CL02D301TJ | CL02D301TJ | CL Series | CONTACTOR 110V | Look comments | AF16Z-30-01-23
CL02D301TN | CL02D301TN | CL Series | CONTATOR 3P 18A 220VCC | Look comments | AF16-30-01-13 | Use AF16Z-30-01-23 1SBL176001R2301 when required low inrush current
CL02D301TN | CL02D301TN | CL Series | CONTATOR 3P 18A 220VCC | Look comments | AF16Z-30-01-23
CL02D310RI | CL02D310RI | CL Series | 10HP@460V NONREVERSING RING TERM 72 | Look comments | AF16ZB-30-10RT-23
CL02D310RT | CL02D310RT | CL Series | 10HP AT 480V (7.5KW) | Look comments | AF16ZB-30-10RT-23
CL02D310TB | CL02D310TB | CL Series | 10@460V 3 P 12VDC COIL | Look comments | AF16Z-30-10-20
CL02D310TD | CL02D310TD | CL Series | 10@460V 3 P 24VDC COIL | Look comments | AF16-30-10-11 | Use AF16Z-30-10-21 1SBL176001R2110 when required low inrush current
CL02D310TD | CL02D310TD | CL Series | 10@460V 3 P 24VDC COIL | Look comments | AF16Z-30-10-21
CL02D310TE | CL02D310TE | CL Series | 10@460V 3-POLE 36VDC COIL | Look comments | AF16-30-10-11 | Use AF16Z-30-10-21 1SBL176001R2110 when required low inrush current
CL02D310TE | CL02D310TE | CL Series | 10@460V 3-POLE 36VDC COIL | Look comments | AF16Z-30-10-21
CL02D310TG | CL02D310TG | CL Series | 10@460V 3 P 48VDC COIL | Look comments | AF16-30-10-12 | Use AF16Z-30-10-22 1SBL176001R2210 when required low inrush current
CL02D310TG | CL02D310TG | CL Series | 10@460V 3 P 48VDC COIL | Look comments | AF16Z-30-10-22
CL02D310TJ | CL02D310TJ | CL Series | 10@460V 3 P 110VDC COIL | Look comments | AF16-30-10-13 | Use AF16Z-30-10-23 1SBL176001R2310 when required low inrush current
CL02D310TJ | CL02D310TJ | CL Series | 10@460V 3 P 110VDC COIL | Look comments | AF16Z-30-10-23
CL02D310TK | CL02D310TK | CL Series | 10@460V 3 P 125VDC COIL | Look comments | AF16-30-10-13 | Use AF16Z-30-10-23 1SBL176001R2310 when required low inrush current
CL02D310TK | CL02D310TK | CL Series | 10@460V 3 P 125VDC COIL | Look comments | AF16Z-30-10-23
CL02D310TT | CL02D310TT | CL Series | 10@460V 3 P 250VDC COIL | Look comments | AF16-30-10-13 | Use AF16Z-30-10-23 1SBL176001R2310 when required low inrush current
CL02D310TT | CL02D310TT | CL Series | 10@460V 3 P 250VDC COIL | Look comments | AF16Z-30-10-23
CL02D400TD | CL02D400TD | CL Series | 4 Pole DC Contactor 112186 | Look comments | AF16-40-00-11 | Use AF16Z-40-00-21 1SBL176201R2100 when required low inrush current
CL02D400TD | CL02D400TD | CL Series | 4 Pole DC Contactor 112186 | Look comments | AF16Z-40-00-21
CL02DB00TK | CL02DB00TK | CL Series | CONTATOR, 4P, 2NA + 2NF, 125VCC, 18A-AC3 | Look comments | AF16-22-00-13 | Use AF16Z-22-00-23 1SBL176501R2300 when required low inrush current
CL02DB00TK | CL02DB00TK | CL Series | CONTATOR, 4P, 2NA + 2NF, 125VCC, 18A-AC3 | Look comments | AF16Z-22-00-23
CL03A400M1 | CL03A400M1 | CL Series | 40A AC1 4NO24V 50/60 HZ COIL | Look comments | AF26-40-00-11
CL03A400M7 | CL03A400M7 | CL Series | 45A AC3 4P POWER CONTACTOR WITH 240V AC 50/60HZ COIL | Look comments | AF26-40-00-13
CL03A400MF | CL03A400MF | CL Series | 40A AC1 4NO48V 60 HZ 42V 50HZ COIL | Look comments | AF26-40-00-11
CL03A400MJ | CL03A400MJ | CL Series | NO PART DATA | Look comments | AF26-40-00-13
CL03A400ML | CL03A400ML | CL Series | 40A AC1 4NO208V 60 HZ COIL | Look comments | AF26-40-00-13
CL03A400MN | CL03A400MN | CL Series | 40A AC1 4NO277V 60/220V 50HZ COIL | Look comments | AF26-40-00-13 | Use AF26-40-00-14 1SBL237201R1400 for 277V 60Hz control voltage
CL03A400MN | CL03A400MN | CL Series | 40A AC1 4NO277V 60/220V 50HZ COIL | Look comments | AF26-40-00-14
CL03A400MS | CL03A400MS | CL Series | 40A AC1 4NO240V 60 HZ COIL | Look comments | AF26-40-00-13
CL03A400MU | CL03A400MU | CL Series | 40A AC1 4NO480V 60/380V 50HZ COIL | Look comments | AF26-40-00-14
CL03A400MY | CL03A400MY | CL Series | 40A AC1 4NO600V 60/500V 50 HZ COIL | Look comments | AF26-40-00-14
CL03AB00M1 | CL03AB00M1 | CL Series | 40A 2NO2NC 24V 50/60 HZ COIL | Look comments | AF26-22-00-11
CL03AB00M5 | CL03AB00M5 | CL Series | CONTATOR 4P 25A 220VAC | Look comments | AF26-22-00-13
CL03AB00MF | CL03AB00MF | CL Series | 40A 2NO2NC 48V 60 HZ 42V 50HZ COIL | Look comments | AF26-22-00-11
CL03AB00ML | CL03AB00ML | CL Series | 40A 2NO2NC 208V 60 HZ COIL | Look comments | AF26-22-00-13
CL03AB00MN | CL03AB00MN | CL Series | 40A 2NO2NC 277V 60/220V 50HZ COIL | Look comments | AF26-22-00-13 | Use AF26-22-00-14 1SBL237501R1400 for 277V 60Hz control voltage
CL03AB00MN | CL03AB00MN | CL Series | 40A 2NO2NC 277V 60/220V 50HZ COIL | Look comments | AF26-22-00-14
CL03AB00MS | CL03AB00MS | CL Series | 40A 2NO2NC 240V 60 HZ COIL | Look comments | AF26-22-00-13
CL03AB00MU | CL03AB00MU | CL Series | 40A 2NO2NC 480V 60/380V 50HZ COIL | Look comments | AF26-22-00-14
CL03AB00MY | CL03AB00MY | CL Series | 40A 2NO2NC 600V 60/500V 50 HZ COIL | Look comments | AF26-22-00-14
CL03D400MK | CL03D400MK | CL Series | 15HP 120/125VDC COIL 4P NO | Look comments | AF26-40-00-13 | Use AF26Z-40-00-23 1SBL236201R2300 when required low inrush current
CL03D400MK | CL03D400MK | CL Series | 15HP 120/125VDC COIL 4P NO | Look comments | AF26Z-40-00-23
CL04A301M4 | CL04A301M4 | CL Series | - | Look comments | AF30-30-00-13
CL04A301M5 | CL04A301M5 | CL Series | - | Look comments | AF30-30-00-13
CL04A310M1 | CL04A310M1 | CL Series | 20@460V 3P 24V 50/60 HZ COIL | Look comments | AF30-30-00-11
CL04A310M3 | CL04A310M3 | CL Series | SERIES CL-CONTACTOR 3 POLE | Look comments | AF30-30-00-13
CL04A310M5 | CL04A310M5 | CL Series | 50A AC1 4NO120V 60/110V 50 HZ COIL | Look comments | AF30-30-00-13
CL04A310MD | CL04A310MD | CL Series | 20@460V 3P 120V 60 /110V 50 HZ COIL | Look comments | AF30-30-00-11
CL04A310MF | CL04A310MF | CL Series | 20@460V 3P 48V 60 HZ 42V 50HZ COIL | Look comments | AF30-30-00-11
CL04A310MJ | CL04A310MJ | CL Series | 120VAC; 54A | Look comments | AF30-30-00-13
CL04A310MJMCE | CL04A310MJMCE | CL Series | 32@460V 3P 120V 60 /110V 50 HZ COIL | Look comments | AF30-30-00-13
CL04A310ML | CL04A310ML | CL Series | 20@460V 3P 208V 60 HZ COIL | Look comments | AF30-30-00-13
CL04A310MM | CL04A310MM | CL Series | 20@460V 3P 220V 60/220V 50HZ COIL | Look comments | AF30-30-00-13
CL04A310MN | CL04A310MN | CL Series | 20@460V 3P 277V 60/220V 50HZ COIL | Look comments | AF30-30-00-13 | Use AF30-30-00-14 1SBL277001R1400 for 277V 60Hz control voltage
CL04A310MN | CL04A310MN | CL Series | 20@460V 3P 277V 60/220V 50HZ COIL | Look comments | AF30-30-00-14
CL04A310MU | CL04A310MU | CL Series | 20@460V 3P 480V 60 /380V 50HZ COIL | Look comments | AF30-30-00-14
CL04A310MW | CL04A310MW | CL Series | 20@460V 3P 415V 50HZ COIL | Look comments | AF30-30-00-14
CL04A310MY | CL04A310MY | CL Series | 20@460V 3P 600V 60 /500V 50 HZ COIL | Look comments | AF30-30-00-14
CL04A311MU | CL04A311MU | CL Series | IEC CONTACTOR, 480V | Look comments | AF30-30-00-14
CL04A400M1 | CL04A400M1 | CL Series | 50A AC1 4NO24V 50/60 HZ COIL | Look comments | AF38-40-00-11
CL04A400M4 | CL04A400M4 | CL Series | OTHERS | Look comments | AF38-40-00-13
CL04A400M5 | CL04A400M5 | CL Series | - | Look comments | AF38-40-00-13
CL04A400MF | CL04A400MF | CL Series | 50A AC1 4NO48V 60 HZ 42V 50HZ COIL | Look comments | AF38-40-00-11
CL04A400ML | CL04A400ML | CL Series | 50A AC1 4NO208V 60 HZ COIL | Look comments | AF38-40-00-13
CL04A400MN | CL04A400MN | CL Series | 50A AC1 4NO277V 60/220V 50HZ COIL | Look comments | AF38-40-00-13 | Use AF38-40-00-14 1SBL297201R1400 for 277V 60Hz control voltage
CL04A400MN | CL04A400MN | CL Series | 50A AC1 4NO277V 60/220V 50HZ COIL | Look comments | AF38-40-00-14
CL04A400MS | CL04A400MS | CL Series | 50A AC1 4NO240V 60 HZ COIL | Look comments | AF38-40-00-13
CL04A400MU | CL04A400MU | CL Series | 50A AC1 4NO480V 60/380V 50HZ COIL | Look comments | AF38-40-00-14
CL04A400MY | CL04A400MY | CL Series | 50A AC1 4NO600V 60/500V 50 HZ COIL | Look comments | AF38-40-00-14
CL04AB00M1 | CL04AB00M1 | CL Series | 50A 2NO2NC 24V 50/60 HZ COIL | Look comments | AF38-22-00-11
CL04AB00M3 | CL04AB00M3 | CL Series | IEC CONTACTOR | Look comments | AF38-22-00-13
CL04AB00MF | CL04AB00MF | CL Series | 50A 2NO2NC 48V 60 HZ 42V 50HZ COIL | Look comments | AF38-22-00-11
CL04AB00ML | CL04AB00ML | CL Series | 50A 2NO2NC 208V 60 HZ COIL | Look comments | AF38-22-00-13
CL04AB00MN | CL04AB00MN | CL Series | 50A 2NO2NC 277V 60/220V 50HZ COIL | Look comments | AF38-22-00-13 | Use AF38-22-00-14 1SBL297501R1400 for 277V 60Hz control voltage
CL04AB00MN | CL04AB00MN | CL Series | 50A 2NO2NC 277V 60/220V 50HZ COIL | Look comments | AF38-22-00-14
CL04AB00MW | CL04AB00MW | CL Series | 50A 2NO2NC 415V 50HZ COIL | Look comments | AF38-22-00-14
CL04AB00MY | CL04AB00MY | CL Series | 50A 2NO2NC 600V 60/500V 50 HZ COIL | Look comments | AF38-22-00-14
CL04D310MB | CL04D310MB | CL Series | 20@460V 3 P 12VDC COIL | Look comments | AF30Z-30-00-20
CL04D310MD | CL04D310MD | CL Series | 20@460V 3 P 24VDC COIL | Look comments | AF30-30-00-11 | Use AF30Z-30-00-21 1SBL276001R2100 when required low inrush current
CL04D310MD | CL04D310MD | CL Series | 20@460V 3 P 24VDC COIL | Look comments | AF30Z-30-00-21
CL04D310MJ | CL04D310MJ | CL Series | 20@460V 3 P 110VDC COIL | Look comments | AF30-30-00-13 | Use AF30Z-30-00-23 1SBL276001R2300 when required low inrush current
CL04D310MJ | CL04D310MJ | CL Series | 20@460V 3 P 110VDC COIL | Look comments | AF30Z-30-00-23
CL04D310MK | CL04D310MK | CL Series | 20@460V 3 P 125VDC COIL | Look comments | AF30-30-00-13 | Use AF30Z-30-00-23 1SBL276001R2300 when required low inrush current
CL04D310MK | CL04D310MK | CL Series | 20@460V 3 P 125VDC COIL | Look comments | AF30Z-30-00-23
CL04D310MT | CL04D310MT | CL Series | 20@460V 3 P 250VDC COIL | Look comments | AF30-30-00-13 | Use AF30Z-30-00-23 1SBL276001R2300 when required low inrush current
CL04D310MT | CL04D310MT | CL Series | 20@460V 3 P 250VDC COIL | Look comments | AF30Z-30-00-23
CL05A400MF | CL05A400MF | CL Series | 70A AC1 4NO48V 60 HZ 42V 50HZ COIL | Look comments | AF52-40-00-11 | Use AF80-40-00-11 1SBL397201R1100 for UL general use application higher than 80 A
CL05A400MF | CL05A400MF | CL Series | 70A AC1 4NO48V 60 HZ 42V 50HZ COIL | Look comments | AF80-40-00-11
CL05A400MU | CL05A400MU | CL Series | 70A AC1 4NO480V 60 /380V 50HZ COIL | Look comments | AF52-40-00-14 | Use AF80-40-00-14 1SBL397201R1400 for UL general use application higher than 80 A
CL05A400MU | CL05A400MU | CL Series | 70A AC1 4NO480V 60 /380V 50HZ COIL | Look comments | AF80-40-00-14
CL05A400MW | CL05A400MW | CL Series | 70A AC1 4NO415V 50HZ COIL | Look comments | AF52-40-00-14 | Use AF80-40-00-14 1SBL397201R1400 for UL general use application higher than 80 A
CL05A400MW | CL05A400MW | CL Series | 70A AC1 4NO415V 50HZ COIL | Look comments | AF80-40-00-14
CL05A400MY | CL05A400MY | CL Series | 70A AC1 4NO600V 60/500V 50 HZ COIL | Look comments | AF52-40-00-14 | Use AF80-40-00-14 1SBL397201R1400 for UL general use application higher than 80 A
CL05A400MY | CL05A400MY | CL Series | 70A AC1 4NO600V 60/500V 50 HZ COIL | Look comments | AF80-40-00-14
CL06A311M1S | CL06A311M1S | CL Series | 30@460V 3P 24V 60/50HZ COIL | Look comments | AF52-30-00-11
CL06A311MFS | CL06A311MFS | CL Series | 30@460V 3P 48V 60HZ 42V 50HZ COIL | Look comments | AF52-30-00-11
CL06A311MJS | CL06A311MJS | CL Series | 30@460V 3P 120V 60/110V 50 HZ COIL | Look comments | AF52-30-00-13
CL06A311MLS | CL06A311MLS | CL Series | 30@460V 3P 208V 60 HZ COIL | Look comments | AF52-30-00-13
CL06A311MM | CL06A311MM | CL Series | 30@460V 3P 220V 60/220V 50HZ COIL | Look comments | AF52-30-00-13
CL06A311MMS | CL06A311MMS | CL Series | 30@460V 3P 277V 60/220V 50HZ COIL | Look comments | AF52-30-00-13
CL06A311MNS | CL06A311MNS | CL Series | 30@460V 3P 277V 60/220V 50HZ COIL | Look comments | AF52-30-00-14
CL06A311MS | CL06A311MS | CL Series | 30@460V 3P 240V 60 HZ COIL | Look comments | AF52-30-00-13
CL06A311MSR | CL06A311MSR | CL Series | 30@460V 3P 240V 60 HZ COIL RIGHT | Look comments | AF52-30-00-13
CL06A311MSS | CL06A311MSS | CL Series | 30@460V 3P 240V 60 HZ COIL | Look comments | AF52-30-00-13
CL06A311MUS | CL06A311MUS | CL Series | 30@460V 3P 480V 60 /380V 50HZ COIL | Look comments | AF52-30-00-14
CL06A311MYS | CL06A311MYS | CL Series | 30@460V 3P 600V 60/500V 50 HZ COIL | Look comments | AF52-30-00-14
CL06D300MWD | CL06D300MWD | CL Series | CONTATOR 3P 50A MODULO ELETRONICO 24VCC | Look comments | AF52-30-00-11
CL06E300MD | CL06E300MD | CL Series | - | Look comments | AF52-30-00-11
CL06E311MDS | CL06E311MDS | CL Series | 3P 30HP 24-28VAC/DC 50/60HZ COIL | Look comments | AF52-30-00-11
CL07311MS | CL07311MS | CL Series | GE C2000 CONTACTOR | Look comments | AF65-30-00-13
CL07A311M1S | CL07A311M1S | CL Series | 40@460V 3P 24V 60/50HZ COIL | Look comments | AF65-30-00-11
CL07A311MF | CL07A311MF | CL Series | 40@460V 3P 48V 60 HZ 42V 50HZ COIL | Look comments | AF65-30-00-11
CL07A311MFS | CL07A311MFS | CL Series | 40@460V 3P 48V 60 HZ 42V 50HZ COIL | Look comments | AF65-30-00-11
CL07A311MJS | CL07A311MJS | CL Series | 40@460V 3P 120V 60/110V 50 HZ COIL | Look comments | AF65-30-00-13
CL07A311ML | CL07A311ML | CL Series | 40@460V 3P 208V 60 HZ COIL | Look comments | AF65-30-00-13
CL07A311MLS | CL07A311MLS | CL Series | 40@460V 3P 208V 60 HZ COIL | Look comments | AF65-30-00-13
CL07A311MNS | CL07A311MNS | CL Series | 40@460V 3P 277V 60/220V 50HZ COIL | Look comments | AF65-30-00-14
CL07A311MS | CL07A311MS | CL Series | 40@460V 3P 240V 60 HZ COIL | Look comments | AF65-30-00-13
CL07A311MSS | CL07A311MSS | CL Series | 40@460V 3P 240V 60 HZ COIL | Look comments | AF65-30-00-13
CL07A311MUS | CL07A311MUS | CL Series | 40@460V 3P 480V 60 /380V 50HZ COIL | Look comments | AF65-30-00-14
CL07A311MY | CL07A311MY | CL Series | 40@460V 3P 600V 60/500V 50 HZ COIL | Look comments | AF65-30-00-14
CL07A311MYS | CL07A311MYS | CL Series | 40@460V 3P 600V 60/50HZ COIL | Look comments | AF65-30-00-14
CL07A400M4 | CL07A400M4 | CL Series | CONTATOR 4P 65A 120VAC | Look comments | AF80-40-00-13
CL07A400M5 | CL07A400M5 | CL Series | - | Look comments | AF80-40-00-13
CL07A400MJS | CL07A400MJS | CL Series | COGEMEC CONTACTORS | Look comments | AF80-40-00-13
CL07AB00M3 | CL07AB00M3 | CL Series | CONTACTOR | Look comments | AF80-22-00-13
CL07AB00MF | CL07AB00MF | CL Series | 100A 2NO2NC 48V 60 HZ 42V 50HZ COIL | Look comments | AF80-22-00-13
CL07AB00MN | CL07AB00MN | CL Series | 100A 2NO2NC 277V 60/220V 50HZ COIL | Look comments | AF80-22-00-13 | Use AF80-22-00-14 1SBL397501R1400 for 277V 60Hz control voltage
CL07AB00MN | CL07AB00MN | CL Series | 100A 2NO2NC 277V 60/220V 50HZ COIL | Look comments | AF80-22-00-14
CL07AB00MU | CL07AB00MU | CL Series | 100A 2NO2NC 480V 60/380V 50HZ COIL | Look comments | AF80-22-00-14
CL07AB00MW | CL07AB00MW | CL Series | 100A 2NO2NC 415V 50HZ COIL | Look comments | AF80-22-00-14
CL07AB00MY | CL07AB00MY | CL Series | 100A 2NO2NC 600V 60/500V 50 HZ COIL | Look comments | AF80-22-00-14
CL07E300MJ | CL07E300MJ | CL Series | - | Look comments | AF65-30-00-13
CL07E311MJ | CL07E311MJ | CL Series | 3P 40HP 110-127VAC/DC 50/60HZ COIL | Look comments | AF65-30-00-13
CL08A300T7 | CL08A300T7 | CL Series | 50HP3P240V50/60HZCOIL | Look comments | AF80-30-00-13
CL08A311M1S | CL08A311M1S | CL Series | 50@460V 3P 24V 50/60 HZ COIL | Look comments | AF80-30-00-11
CL08A311MFS | CL08A311MFS | CL Series | 50@460V 3P 48V 60 HZ 42V 50HZ COIL | Look comments | AF80-30-00-11
CL08A311MJS | CL08A311MJS | CL Series | 50@460V 3P 120V 60 /110V 50 HZ COIL | Look comments | AF80-30-00-13
CL08A311MLS | CL08A311MLS | CL Series | 50@460V 3P 208V 60 HZ COIL | Look comments | AF80-30-00-13
CL08A311MM | CL08A311MM | CL Series | 50@460V 3P 220V 60/220V 50HZ COIL | Look comments | AF80-30-00-13
CL08A311MMJ | CL08A311MMJ | CL Series | 460V CONTACTOR | Look comments | AF80-30-00-13
CL08A311MNS | CL08A311MNS | CL Series | 50@460V 3P 277V 60/220V 50HZ COIL | Look comments | AF80-30-00-14
CL08A311MS | CL08A311MS | CL Series | 50@460V 3P 240V 60 HZ COIL | Look comments | AF80-30-00-13
CL08A311MSS | CL08A311MSS | CL Series | 50@460V 3P 240V 60 HZ COIL | Look comments | AF80-30-00-13
CL08A311MUS | CL08A311MUS | CL Series | 50@460V 3P 480V 60 /380V 50HZ COIL | Look comments | AF80-30-00-14
CL08A311MYS | CL08A311MYS | CL Series | 50@460V 3P 600V 60 /500V 50 HZ COIL | Look comments | AF80-30-00-14
CL08AB00MN | CL08AB00MN | CL Series | 110A AC3 3P POWER CONTACTOR 2NO + 2NC WITH 220-230V AC 50HZ / 277V AC 60HZ COIL | Look comments | AF80-22-00-14
CL08E300MD | CL08E300MD | CL Series | - | Look comments | AF80-30-00-11
CL08E311MF | CL08E311MF | CL Series | 3P 50HP 42-48VAC/DC 50/60HZ COIL | Look comments | AF80-30-00-11
CL08E311MJ | CL08E311MJ | CL Series | 3P 50HP 110-127VAC/DC 50/60HZ COIL | Look comments | AF80-30-00-13
CL08E311MN | CL08E311MN | CL Series | 3P 50HP 220-250VAC/DC 50/60HZ COIL | Look comments | AF80-30-00-13
CL09A311M1S | CL09A311M1S | CL Series | COGEMEC CONTACTORS | Look comments | AF96-30-00-11
CL09A311MFS | CL09A311MFS | CL Series | 60@460V 3P 48V 60 HZ 42V 50HZ COIL | Look comments | AF96-30-00-11
CL09A311MJS | CL09A311MJS | CL Series | 60@460V 3P 120V 60/110V 50 HZ COIL | Look comments | AF96-30-00-13
CL09A311MLS | CL09A311MLS | CL Series | 60@460V 3P 208V 60 HZ COIL | Look comments | AF96-30-00-13
CL09A311MM | CL09A311MM | CL Series | 60@460V 3P 220V 60 HZ COIL | Look comments | AF96-30-00-13
CL09A311MNS | CL09A311MNS | CL Series | 60@460V 3P 277V 60/220V 50HZ COIL | Look comments | AF96-30-00-14
CL09A311MS | CL09A311MS | CL Series | 60@460V 3P 240V 60 HZ COIL | Look comments | AF96-30-00-13
CL09A311MSS | CL09A311MSS | CL Series | 60@460V 3P 240V 60 HZ COIL | Look comments | AF96-30-00-13
CL09A311MUS | CL09A311MUS | CL Series | 60@460V 3P 480V 60 /380V 50HZ COIL | Look comments | AF96-30-00-14
CL09A311MY | CL09A311MY | CL Series | 60@460V 3P 600V 60/500V 50 HZ COIL | Look comments | AF96-30-00-14
CL09A311MYS | CL09A311MYS | CL Series | 60@460V 3P 600V 60 /500V 50 HZ COI | Look comments | AF96-30-00-14
CL09A400M1 | CL09A400M1 | CL Series | 120A AC1 4NO24V 50/60 HZ COIL | Look comments | AF116-40-00-11
CL09A400M5 | CL09A400M5 | CL Series | - | Look comments | AF116-40-00-13
CL09A400MW | CL09A400MW | CL Series | 120A AC1 4NO415V 50HZ COIL | Look comments | AF116-40-00-14
CL09A400MY | CL09A400MY | CL Series | 120A AC1 4NO600V 60/500V 50 HZ COIL | Look comments | AF116-40-00-14
CL09E300MD | CL09E300MD | CL Series | CONTATOR 3P 95A 24/48V | Look comments | AF96-30-00-11
CL09E300MJ | CL09E300MJ | CL Series | OTHERS | Look comments | AF96-30-00-13
CL09E311MJ | CL09E311MJ | CL Series | 3P 60HP 110-127VAC/DC 50/60HZ COIL | Look comments | AF96-30-00-13
CL10A311M1S | CL10A311M1S | CL Series | COGEMEC CONTACTORS | Look comments | AF116-30-00-11
CL10A311MF | CL10A311MF | CL Series | 75@460V 3P 48V 60 HZ 42V 50HZ COIL | Look comments | AF116-30-00-11
CL10A311MFS | CL10A311MFS | CL Series | 75@460V 3P 48V 60 HZ 42V 50HZ COIL | Look comments | AF116-30-00-11
CL10A311MJS | CL10A311MJS | CL Series | 75@460V 3P 120V 60/110V 50 HZ COIL | Look comments | AF116-30-00-13
CL10A311ML | CL10A311ML | CL Series | 75@460V 3P 208V 60 HZ COIL | Look comments | AF116-30-00-13
CL10A311MLS | CL10A311MLS | CL Series | 75@460V 3P 208V 60 HZ COIL | Look comments | AF116-30-00-13
CL10A311MNS | CL10A311MNS | CL Series | 75@460V 3P 277V 60/220V 50HZ COIL | Look comments | AF116-30-00-14
CL10A311MS | CL10A311MS | CL Series | 75@460V 3P 240V 60 HZ COIL | Look comments | AF116-30-00-13
CL10A311MSS | CL10A311MSS | CL Series | 75@460V 3P 240V 60 HZ COIL | Look comments | AF116-30-00-13
CL10A311MUS | CL10A311MUS | CL Series | 75@460V 3P 480V 60 /380V 50HZ COIL | Look comments | AF116-30-00-14
CL10A311MWS | CL10A311MWS | CL Series | 75@460V 3P 415V 50HZ COIL | Look comments | AF116-30-00-14
CL10A311MY | CL10A311MY | CL Series | 75@460V 3P 600V 60/500V 50 HZ COIL | Look comments | AF116-30-00-14
CL10A311MYS | CL10A311MYS | CL Series | 75@460V 3P 600V 60/500V 50 HZ COIL | Look comments | AF116-30-00-14
CL10E300MN | CL10E300MN | CL Series | 105A AC3 3P POWER CONTACTOR WITH 220V COIL WITH ELECTRONIC MODULE | Look comments | AF116-30-00-13
CL10E311MJ | CL10E311MJ | CL Series | 3P 75HP 110-127VAC/DC 50/60HZ COIL | Look comments | AF116-30-00-13
CL10E311MJS | CL10E311MJS | CL Series | 3P 75HP 24-28VAC/DC 50/60HZ COIL | Look comments | AF116-30-00-13
CL10E311MN | CL10E311MN | CL Series | 3P 75HP 220-250VAC/DC 50/60HZ COIL | Look comments | AF116-30-00-13
CL25A300T1 | CL25A300T1 | CL Series | - | Look comments | AF26-30-00-11
CL25A300T13 | CL25A300T13 | CL Series | - | Look comments | AF26-30-00-14
CL25A300T3 | CL25A300T3 | CL Series | SERIES CL-CONTACTOR 3 POLE 110V | Look comments | AF26-30-00-13
CL25A300T4 | CL25A300T4 | CL Series | - | Look comments | AF26-30-00-13
CL25A300T5 | CL25A300T5 | CL Series | - | Look comments | AF26-30-00-13
CL25A300T6 | CL25A300T6 | CL Series | C2000 CONTACTORS | Look comments | AF26-30-00-13
CL25A300TN | CL25A300TN | CL Series | 25A AC3 3P POWER CONTACTOR WITH 220-230V AC 50HZ / 277V AC 60HZ COIL | Look comments | AF26-30-00-13 | Use AF26-30-00-14 1SBL237001R1400 for 277V 60Hz control voltage
CL25A300TN | CL25A300TN | CL Series | 25A AC3 3P POWER CONTACTOR WITH 220-230V AC 50HZ / 277V AC 60HZ COIL | Look comments | AF26-30-00-14
CL25A310T1 | CL25A310T1 | CL Series | 15HP@460V 3P 24V 50/60 HZ COIL | Look comments | AF26ZB-30-00-21
CL25A310T1MP | CL25A310T1MP | CL Series | 15HP@460V 3P 24V 50/60 HZ | Look comments | AF26-30-00-11
CL25A310T1S | CL25A310T1S | CL Series | 15HP@460V 3P 24V 50/60 HZ | Look comments | AF26ZB-30-00-21
CL25A310TD | CL25A310TD | CL Series | 15HP@460V 3P 24V 50 HZ COIL | Look comments | AF26ZB-30-00-21
CL25A310TF | CL25A310TF | CL Series | 15HP@460V 3P 48V 60 HZ 42V 50HZ | Look comments | AF26ZB-30-00-22
CL25A310TFS | CL25A310TFS | CL Series | 15HP@460V 3P 48V 60 HZ 42V 50HZ | Look comments | AF26ZB-30-00-22
CL25A310TH | CL25A310TH | CL Series | 15HP@460V 3P 110V 60 HZ COIL | Look comments | AF26ZB-30-00-23
CL25A310TJMCE | CL25A310TJMCE | CL Series | 15HP@460V 3P 120V 60 /110V 50 HZ | Look comments | AF26ZB-30-00-23
CL25A310TJS | CL25A310TJS | CL Series | 15HP@460V 3P 120V 60 /110V 50 HZ | Look comments | AF26ZB-30-00-23
CL25A310TL | CL25A310TL | CL Series | 15HP@460V 3P 208V 60 HZ COIL | Look comments | AF26ZB-30-00-23
CL25A310TLS | CL25A310TLS | CL Series | 15HP@460V 3P 208V 60 HZ | Look comments | AF26ZB-30-00-23
CL25A310TM | CL25A310TM | CL Series | 15HP@480V 3P 220V 60HZ | Look comments | AF26ZB-30-00-23
CL25A310TN | CL25A310TN | CL Series | 15HP@460V 3P 277V 60/220V 50HZ | Look comments | AF26-30-00-13 | Use AF26-30-00-14 1SBL237001R1400 for 277V 60Hz control voltage
CL25A310TN | CL25A310TN | CL Series | 15HP@460V 3P 277V 60/220V 50HZ | Look comments | AF26-30-00-14
CL25A310TNS | CL25A310TNS | CL Series | 15HP@460V 3P 277V 60/220V 50HZ | Look comments | AF26-30-00-14
CL25A310TS | CL25A310TS | CL Series | 15HP@460V 3P 240V 60 HZ COIL | Look comments | AF26ZB-30-00-23
CL25A310TSS | CL25A310TSS | CL Series | 15HP@460V 3P 240V 60 HZ | Look comments | AF26ZB-30-00-23
CL25A310TT | CL25A310TT | CL Series | IEC CONTACTOR 3NO 1NC | Look comments | AF26B-30-00-14
CL25A310TU | CL25A310TU | CL Series | 15HP@460V 3P 480V 60 /380V 50HZ | Look comments | AF26B-30-00-14
CL25A310TUS | CL25A310TUS | CL Series | 15HP@460V 3P 480V 60 /380V 50HZ | Look comments | AF26B-30-00-14
CL25D300TD | CL25D300TD | CL Series | - | Look comments | AF26-30-00-11 | Use AF26Z-30-00-21 1SBL236001R2100 when required low inrush current
CL25D300TD | CL25D300TD | CL Series | - | Look comments | AF26Z-30-00-21
CL25D300TJ | CL25D300TJ | CL Series | CONTATOR 3P 25A 110VCC | Look comments | AF26-30-00-13 | Use AF26Z-30-00-23 1SBL236001R2300 when required low inrush current
CL25D300TJ | CL25D300TJ | CL Series | CONTATOR 3P 25A 110VCC | Look comments | AF26Z-30-00-23
CL25D300TK | CL25D300TK | CL Series | - | Look comments | AF26-30-00-13 | Use AF26Z-30-00-23 1SBL236001R2300 when required low inrush current
CL25D300TK | CL25D300TK | CL Series | - | Look comments | AF26Z-30-00-23
CL25D310TDS | CL25D310TDS | CL Series | 15@460V 3 P 24VDC COIL | Look comments | AF26-30-00-11 | Use AF26Z-30-00-21 1SBL236001R2100 when required low inrush current
CL25D310TDS | CL25D310TDS | CL Series | 15@460V 3 P 24VDC COIL | Look comments | AF26Z-30-00-21
CL25D310TG | CL25D310TG | CL Series | 15@460V 3 P 48VDC COIL | Look comments | AF26-30-00-12 | Use AF26Z-30-00-21 1SBL236001R2100 when required low inrush current
CL25D310TG | CL25D310TG | CL Series | 15@460V 3 P 48VDC COIL | Look comments | AF26Z-30-00-21
CL25D310TGS | CL25D310TGS | CL Series | CONTACTOR | Look comments | AF26-30-00-12 | Use AF26Z-30-00-21 1SBL236001R2100 when required low inrush current
CL25D310TGS | CL25D310TGS | CL Series | CONTACTOR | Look comments | AF26Z-30-00-21
CL25D310TJ | CL25D310TJ | CL Series | 15@460V 3P 110VDC COIL | Look comments | AF26-30-00-12 | Use AF26Z-30-00-22 1SBL236001R2200 when required low inrush current
CL25D310TJ | CL25D310TJ | CL Series | 15@460V 3P 110VDC COIL | Look comments | AF26Z-30-00-22
CL25D310TK | CL25D310TK | CL Series | 15@460V 3 P 125VDC COIL | Look comments | AF26-30-00-13 | Use AF26Z-30-00-23 1SBL236001R2300 when required low inrush current
CL25D310TK | CL25D310TK | CL Series | 15@460V 3 P 125VDC COIL | Look comments | AF26Z-30-00-23
CL25D310TKS | CL25D310TKS | CL Series | 15@460V 3 P 125VDC COIL | Look comments | AF26-30-00-13 | Use AF26Z-30-00-23 1SBL236001R2300 when required low inrush current
CL25D310TKS | CL25D310TKS | CL Series | 15@460V 3 P 125VDC COIL | Look comments | AF26Z-30-00-23
CL25D310TN | CL25D310TN | CL Series | IEC CONTACTOR 15HP | Look comments | AF26-30-00-13 | Use AF26Z-30-00-23 1SBL236001R2300 when required low inrush current
CL25D310TN | CL25D310TN | CL Series | IEC CONTACTOR 15HP | Look comments | AF26Z-30-00-23
CL25D310TT | CL25D310TT | CL Series | 15@460V 3 P 250VDC COIL | Look comments | AF26-30-00-13 | Use AF26Z-30-00-23 1SBL236001R2300 when required low inrush current
CL25D310TT | CL25D310TT | CL Series | 15@460V 3 P 250VDC COIL | Look comments | AF26Z-30-00-23
CL45A300M1 | CL45A300M1 | CL Series | - | Look comments | AF38-30-00-11 | Use AF40-30-00-11 1SBL347001R1100 for AC-3 applications above 38A
CL45A300M1 | CL45A300M1 | CL Series | - | Look comments | AF40-30-00-11
CL45A300M3 | CL45A300M3 | CL Series | - | Look comments | AF38-30-00-13 | Use AF40-30-00-13 1SBL347001R1300 for AC-3 applications above 38A
CL45A300M3 | CL45A300M3 | CL Series | - | Look comments | AF40-30-00-13
CL45A300M4 | CL45A300M4 | CL Series | - | Look comments | AF38-30-00-13 | Use AF40-30-00-13 1SBL347001R1300 for AC-3 applications above 38A
CL45A300M4 | CL45A300M4 | CL Series | - | Look comments | AF40-30-00-13
CL45A300M5 | CL45A300M5 | CL Series | - | Look comments | AF38-30-00-13 | Use AF40-30-00-13 1SBL347001R1300 for AC-3 applications above 38A
CL45A300M5 | CL45A300M5 | CL Series | - | Look comments | AF40-30-00-13
CL45A310M1S | CL45A310M1S | CL Series | 25@460V 3P 24V 50/60 HZ COIL | Look comments | AF38-30-00-11 | Use AF40-30-00-11 1SBL347001R1100 for AC-3 applications above 38A
CL45A310M1S | CL45A310M1S | CL Series | 25@460V 3P 24V 50/60 HZ COIL | Look comments | AF40-30-00-11
CL45A310MF | CL45A310MF | CL Series | 25@460V 3P 48V 60 HZ 42V 50HZ COIL | Look comments | AF38-30-00-11 | Use AF40-30-00-11 1SBL347001R1100 for AC-3 applications above 38A
CL45A310MF | CL45A310MF | CL Series | 25@460V 3P 48V 60 HZ 42V 50HZ COIL | Look comments | AF40-30-00-11
CL45A310MFS | CL45A310MFS | CL Series | COGEMEC CONTACTORS | Look comments | AF38-30-00-11 | Use AF40-30-00-11 1SBL347001R1100 for AC-3 applications above 38A
CL45A310MFS | CL45A310MFS | CL Series | COGEMEC CONTACTORS | Look comments | AF40-30-00-11
CL45A310MJMCE | CL45A310MJMCE | CL Series | 25@460V 3P 120V 60 /110V 50 HZ COIL | Look comments | AF38-30-00-13 | Use AF40-30-00-13 1SBL347001R1300 for AC-3 applications above 38A
CL45A310MJMCE | CL45A310MJMCE | CL Series | 25@460V 3P 120V 60 /110V 50 HZ COIL | Look comments | AF40-30-00-13
CL45A310MJS | CL45A310MJS | CL Series | 25@460V 3P 120V 60/110V 50 HZ COIL | Look comments | AF38-30-00-13 | Use AF40-30-00-13 1SBL347001R1300 for AC-3 applications above 38A
CL45A310MJS | CL45A310MJS | CL Series | 25@460V 3P 120V 60/110V 50 HZ COIL | Look comments | AF40-30-00-13
CL45A310MK | CL45A310MK | CL Series | 25@460V 3P 127V 50 HZ COIL | Look comments | AF38-30-00-13 | Use AF40-30-00-13 1SBL347001R1300 for AC-3 applications above 38A
CL45A310MK | CL45A310MK | CL Series | 25@460V 3P 127V 50 HZ COIL | Look comments | AF40-30-00-13
CL45A310MLS | CL45A310MLS | CL Series | 25@460V 3P 208V 60 HZ COIL | Look comments | AF38-30-00-13 | Use AF40-30-00-13 1SBL347001R1300 for AC-3 applications above 38A
CL45A310MLS | CL45A310MLS | CL Series | 25@460V 3P 208V 60 HZ COIL | Look comments | AF40-30-00-13
CL45A310MN | CL45A310MN | CL Series | 25@460V 3P 277V 60/220V 50HZ COIL | Look comments | AF38-30-11-13 | Use AF40-30-11-13 1SBL347001R1311 for 277V 60Hz control voltage
CL45A310MN | CL45A310MN | CL Series | 25@460V 3P 277V 60/220V 50HZ COIL | Look comments | AF40-30-11-13
CL45A310MNS | CL45A310MNS | CL Series | 25@460V 3P 277V 60/220V 50HZ COIL | Look comments | AF38-30-00-14 | Use AF40-30-00-14 1SBL347001R1400 for AC-3 applications above 38A
CL45A310MNS | CL45A310MNS | CL Series | 25@460V 3P 277V 60/220V 50HZ COIL | Look comments | AF40-30-00-14
CL45A310MS | CL45A310MS | CL Series | 25@460V 3P 240V 60 HZ COIL | Look comments | AF38-30-00-13 | Use AF40-30-00-13 1SBL347001R1300 for AC-3 applications above 38A
CL45A310MS | CL45A310MS | CL Series | 25@460V 3P 240V 60 HZ COIL | Look comments | AF40-30-00-13
CL45A310MSS | CL45A310MSS | CL Series | 25@460V 3P 240V 60 HZ COIL | Look comments | AF38-30-00-13 | Use AF40-30-00-13 1SBL347001R1300 for AC-3 applications above 38A
CL45A310MSS | CL45A310MSS | CL Series | 25@460V 3P 240V 60 HZ COIL | Look comments | AF40-30-00-13
CL45A310MUS | CL45A310MUS | CL Series | 25@460V 3P 480V 60/380V 50HZ COIL | Look comments | AF38-30-00-14 | Use AF40-30-00-14 1SBL347001R1400 for AC-3 applications above 38A
CL45A310MUS | CL45A310MUS | CL Series | 25@460V 3P 480V 60/380V 50HZ COIL | Look comments | AF40-30-00-14
CL45A310MY | CL45A310MY | CL Series | 25@460V 3P 600V 60 /500V 50 HZ COIL | Look comments | AF38-30-00-14 | Use AF40-30-00-14 1SBL347001R1400 for AC-3 applications above 38A
CL45A310MY | CL45A310MY | CL Series | 25@460V 3P 600V 60 /500V 50 HZ COIL | Look comments | AF40-30-00-14
CL45A310MYS | CL45A310MYS | CL Series | 25@460V 3P 600V 60/500V 50 HZ COIL | Look comments | AF38-30-00-14 | Use AF40-30-00-14 1SBL347001R1400 for AC-3 applications above 38A
CL45A310MYS | CL45A310MYS | CL Series | 25@460V 3P 600V 60/500V 50 HZ COIL | Look comments | AF40-30-00-14
CL45A311M3 | CL45A311M3 | CL Series | 110VAC COIL | Look comments | AF38-30-00-13 | Use AF40-30-11-13 1SBL347001R1311 for AC-3 applications above 38A
CL45A311M3 | CL45A311M3 | CL Series | 110VAC COIL | Look comments | AF40-30-11-13
CL45A311MJ | CL45A311MJ | CL Series | 3P 120V 50HZ COIL | Look comments | AF38-30-00-13 | Use AF40-30-11-13 1SBL347001R1311 for AC-3 applications above 38A
CL45A311MJ | CL45A311MJ | CL Series | 3P 120V 50HZ COIL | Look comments | AF40-30-11-13
CL45A311MN | CL45A311MN | CL Series | 40A AC3 3P POWER CONTACTOR 1NO + 1NC WITH 220_230V AC 50HZ / 277V AC 60HZ COIL | Look comments | AF38-30-11-13 | Use AF40-30-11-13 1SBL347001R1311 for 277V 60Hz control voltage
CL45A311MN | CL45A311MN | CL Series | 40A AC3 3P POWER CONTACTOR 1NO + 1NC WITH 220_230V AC 50HZ / 277V AC 60HZ COIL | Look comments | AF40-30-11-13
CL45D300MD | CL45D300MD | CL Series | - | Look comments | AF38-30-00-11 | Use AF40-30-00-11 1SBL347001R1100 for AC-3 applications above 38A
CL45D300MD | CL45D300MD | CL Series | - | Look comments | AF40-30-00-11
CL45D300MN | CL45D300MN | CL Series | - | Look comments | AF38-30-00-13 | Use AF40-30-00-13 1SBL347001R1300 for AC-3 applications above 38A
CL45D300MN | CL45D300MN | CL Series | - | Look comments | AF40-30-00-13
CL45D310MDS | CL45D310MDS | CL Series | 25@460V 3 P 24VDC COIL | Look comments | AF38-30-00-11 | Use AF40-30-00-11 1SBL347001R1100 for AC-3 applications above 38A
CL45D310MDS | CL45D310MDS | CL Series | 25@460V 3 P 24VDC COIL | Look comments | AF40-30-00-11
CL45D310MG | CL45D310MG | CL Series | 25@460V 3 P 48VDC COIL | Look comments | AF38-30-00-12 | Use AF40-30-00-12 1SBL347001R1200 for AC-3 applications above 38A
CL45D310MG | CL45D310MG | CL Series | 25@460V 3 P 48VDC COIL | Look comments | AF40-30-00-12
CL45D310MK | CL45D310MK | CL Series | 25@460V 3 P 125VDC COIL | Look comments | AF38-30-00-13 | Use AF40-30-00-13 1SBL347001R1300 for AC-3 applications above 38A
CL45D310MK | CL45D310MK | CL Series | 25@460V 3 P 125VDC COIL | Look comments | AF40-30-00-13
CL45D310MT | CL45D310MT | CL Series | 25@460V 3 P 250VDC COIL | Look comments | AF38-30-00-13 | Use AF40-30-00-13 1SBL347001R1300 for AC-3 applications above 38A
CL45D310MT | CL45D310MT | CL Series | 25@460V 3 P 250VDC COIL | Look comments | AF40-30-00-13
CLN_BCLN | CLN_BCLN | CL Series | COMPACT NEMA CONTACTOR | Look comments | Look comments | Ask GPM… Active product with no sales in EPIS 2017 and 2018
CLXC01 | CLXC01 | CL Series | CL 00-02 REVERSER WIRE KIT | Look comments | BER16-4
CLXC02 | CLXC02 | CL Series | CL00-02 Y-DELTA WIRE KIT | Look comments | Look comments | Ask GPM… Active product with no sales in EPIS 2017 and 2018
CLXC04 | CLXC04 | CL Series | WYE DELTA SHORT BAR FOR CL00&CL01 | Look comments | BEY16-4
CLXC11 | CLXC11 | CL Series | CL25 REVERSER WIRE KIT | Look comments | BER38-4
CLXC12 | CLXC12 | CL Series | CL25 Y-DELTA WIRE KIT | Look comments | Look comments | Ask GPM… Active product with no sales in EPIS 2017 and 2018
CLXC15 | CLXC15 | CL Series | REV WIRE KIT CL00-CL45 127VAC&BELOW | Look comments | Look comments | Ask GPM… Active product with no sales in EPIS 2017 and 2018
CLXC21 | CLXC21 | CL Series | CL03-04 REVERSER WIRE KIT | Look comments | BER38-4
CLXC22 | CLXC22 | CL Series | CL03-04 Y-DELTA WIRE KIT | Look comments | Look comments | Ask GPM… Active product with no sales in EPIS 2017 and 2018
CLXC24 | CLXC24 | CL Series | WYE DELTA SHORT BAR FOR CL04 | Look comments | Look comments | Ask GPM… Active product with no sales in EPIS 2017 and 2018
CLXC25 | CLXC25 | CL Series | REV WIRE KIT CL00-CL45 127VAC&ABOVE | Look comments | Look comments | Ask GPM… Active product with no sales in EPIS 2017 and 2018
CLXC31 | CLXC31 | CL Series | CL45 REVERSER WIRE KIT | Look comments | BER38-4
CLXC35 | CLXC35 | CL Series | REV WIRE KIT CL06-CL10 127VAC&BELOW | Look comments | Look comments | Ask GPM… Active product with no sales in EPIS 2017 and 2018
CLXC41 | CLXC41 | CL Series | Reversing Wiring kit for EF50-EF80 | Look comments | BER65-4 | Use BER96-4 1SBN083911R1000 for AF80 and AF96 contactors
CLXC41 | CLXC41 | CL Series | Reversing Wiring kit for EF50-EF80 | Look comments | BER96-4
CLXC42 | CLXC42 | CL Series | Wiring kit for star delta with EF50 | Look comments | BEY65-4
CLXC43 | CLXC43 | CL Series | WIRING KIT FOR STAR DELTA WITH EF65-80 | Look comments | BEY96-4
CLXC45 | CLXC45 | CL Series | REV WIRE KIT CL06-CL10 ABOVE 127VAC | Look comments | Look comments | Ask GPM… Active product with no sales in EPIS 2017 and 2018
CLXC51 | CLXC51 | CL Series | Reversing Wiring kit for EF95-105 | Look comments | BER140-4
CLXC52 | CLXC52 | CL Series | WIRING KIT FOR STAR DELTA WITH EF95-105 | Look comments | BEY140-4
CLXC54 | CLXC54 | CL Series | WYE DELTA SHORT BAR FOR CL06&CL07 | Look comments | BEY65-4
CLXC55 | CLXC55 | CL Series | REV CTL WIRE KIT CL00-CL45 DC COIL | Look comments | Look comments | Ask GPM… Active product with no sales in EPIS 2017 and 2018
CLXE1A | CLXE1A | CL Series | CL00-45 STRT ENCL WO/CPT TYPE 1 | Look comments | Look comments | Review application and contact GPM
CLXE1B | CLXE1B | CL Series | 700 | Look comments | Look comments | Mounted starter; buy spare parts separately
CLXE1C | CLXE1C | CL Series | CL09-10 STRT ENCL WO/CPT TYPE 1 | Look comments | Look comments | Mounted starter; buy spare parts separately
CLXE1D | CLXE1D | CL Series | CL00-45 STRT ENCL W/CPT TYPE 1 | Look comments | Look comments | Mounted starter; buy spare parts separately
CLXE1E | CLXE1E | CL Series | CL05-08 STRT ENCL W/CPT TYPE 1 | Look comments | Look comments | Mounted starter; buy spare parts separately
CLXE1F | CLXE1F | CL Series | CL09-10 STRT ENCL W/CPT TYPE 1 | Look comments | Look comments | Mounted starter; buy spare parts separately
CLXE1G | CLXE1G | CL Series | CL00-45 Y-DELTA ENCL TYPE 1 | Look comments | Look comments | Mounted starter; buy spare parts separately
CLXE1H | CLXE1H | CL Series | CL05-10 REVERSER ENCL W/CPTTYPE 1 | Look comments | Look comments | Mounted starter; buy spare parts separately
CLXE1L | CLXE1L | CL Series | CL05-10 Y-DELTA ENCLTYPE 1 | Look comments | Look comments | Mounted starter; buy spare parts separately
CLXE2A | CLXE2A | CL Series | CL00-45 STRT ENCL WO/CPT TYPE 12/3R | Look comments | Look comments | Mounted starter; buy spare parts separately
CLXE2B | CLXE2B | CL Series | CL05-10 STRT ENCL WO/CPT TYPE 12/3R | Look comments | Look comments | Mounted starter; buy spare parts separately
CLXE2C | CLXE2C | CL Series | CL00-45 STRT ENCL W/CPT TYPE 12/3R | Look comments | Look comments | Mounted starter; buy spare parts separately
CLXE2D | CLXE2D | CL Series | CL05-10 STRT ENCL W/CPT TYPE 12/3R | Look comments | Look comments | Mounted starter; buy spare parts separately
CLXE2E | CLXE2E | CL Series | CL00-45 REVERS ENCL W/CPT TYP 12/3R | Look comments | Look comments | Mounted starter; buy spare parts separately
CLXE2F | CLXE2F | CL Series | CL05-10 REVERS ENCL W/CPT TYP 12/3R | Look comments | Look comments | Mounted starter; buy spare parts separately
CLXE2G | CLXE2G | CL Series | CL00-45 Y-DELTA ENCL TYPE 12/3R | Look comments | Look comments | Mounted starter; buy spare parts separately
CLXE2H | CLXE2H | CL Series | CL05-10 Y-DELTA ENCL TYPE 12/3R | Look comments | Look comments | Mounted starter; buy spare parts separately
CLXE4A | CLXE4A | CL Series | CL00-45 STRT ENCL WO/CPT TYPE 4 | Look comments | Look comments | Mounted starter; buy spare parts separately
CLXE4B | CLXE4B | CL Series | CL05-10 STRT ENCL WO/CPT TYPE 4 | Look comments | Look comments | Mounted starter; buy spare parts separately
CLXE4C | CLXE4C | CL Series | CL00-45 STRT ENCL W/CPT TYPE 4 | Look comments | Look comments | Ask GPM… Active product with no sales in EPIS 2017 and 2018
CLXE4D | CLXE4D | CL Series | CL05-10 STRT ENCL W/CPT TYPE 4 | Look comments | Look comments | Ask GPM… Active product with no sales in EPIS 2017 and 2018
CLXP1B | CLXP1B | CL Series | START/STOP PUSHBUTTON FOR CLXE1A/D | Look comments | Look comments | Review application and contact GPM, possible use of MPD series
CLXP1C1 | CLXP1C1 | CL Series | SS PB W/110V RED LGHT FOR CLXE1A/D | Look comments | Look comments | Ask GPM… Active product with no sales in EPIS 2017 and 2018
CLXP1C2 | CLXP1C2 | CL Series | SS PB W/230V RED LGHT FOR CLXE1A/D | Look comments | Look comments | Ask GPM… Active product with no sales in EPIS 2017 and 2018
CLXP1C4 | CLXP1C4 | CL Series | SS PB W/460V RED LGHT FOR CLXE1A/D | Look comments | Look comments | Ask GPM… Active product with no sales in EPIS 2017 and 2018
CLXP1D | CLXP1D | CL Series | HOA SEL.SW FOR CLXE1A/D | Look comments | Look comments | Starter accessory
CLXP1E | CLXP1E | CL Series | ON/OFF SEL.SW FOR CLXE1A/D | Look comments | Look comments | Starter accessory
CLXP1F | CLXP1F | CL Series | 110V RED LGHT FOR CLXE1A/D&SEL SW | Look comments | Look comments | Starter accessory
CLXP1NC | CLXP1NC | CL Series | START-STOP PUSH BUTTON NON-REVR | Look comments | Look comments | Starter accessory
CLXP1RC | CLXP1RC | CL Series | FORWARD-OFF-REVERSE SELCT SW | Look comments | Look comments | Starter accessory
CLXP2B | CLXP2B | CL Series | START/STOP PUSHBUTTON FOR CLXE1B/E | Look comments | Look comments | Starter accessory
CLXP2C | CLXP2C | CL Series | START/STOP PUSHBUTTON FOR CLXE1C | Look comments | Look comments | Starter accessory
CLXP2C1 | CLXP2C1 | CL Series | SS PB W/110V RED LGHT FOR CLXE1B/E | Look comments | Look comments | Starter accessory
CLXP2CKIT | CLXP2CKIT | CL Series | START/STOP PUSHBUTTON FOR CLXE1C | Look comments | Look comments | Starter accessory
CLXP2D | CLXP2D | CL Series | HOA SEL. SW FOR CLXE1B/E | Look comments | Look comments | Starter accessory
CLXP2E | CLXP2E | CL Series | ON/OFF SEL. SW FOR CLXE1B/E | Look comments | Look comments | Starter accessory
CLXP2F | CLXP2F | CL Series | 110V RED LGHT FOR CLXE1B/E&SEL SW | Look comments | Look comments | Starter accessory
CLXP2NC | CLXP2NC | CL Series | HOA SELECTOR SWITCH NON-REVR | Look comments | Look comments | Starter accessory
CLXP3B | CLXP3B | CL Series | START/STOP PUSHBUTTON FOR CLXE1C/F | Look comments | Look comments | Starter accessory
CLXP3C1 | CLXP3C1 | CL Series | SS PB W/110V RED LGHT FOR CLXE1C/F | Look comments | Look comments | Starter accessory
CLXP3D | CLXP3D | CL Series | HOA SEL.SW FOR CLXE1C/F | Look comments | Look comments | Starter accessory
CLXP3E | CLXP3E | CL Series | ON/OFF SEL.SW FOR CLXE1C/F | Look comments | Look comments | Starter accessory
CLXP3F | CLXP3F | CL Series | 110V RED LGHT FOR CLXE1C F&SEL SW | Look comments | Look comments | Starter accessory
CLXP3NL1 | CLXP3NL1 | CL Series | PLT LGT RED&GRN 115V | Look comments | Look comments | Starter accessory
CLXP3NL2 | CLXP3NL2 | CL Series | PLT LGT RED&GRN 24V | Look comments | Look comments | Starter accessory
CLXP3NL3 | CLXP3NL3 | CL Series | PLT LGT RED&GRN 240V | Look comments | Look comments | Starter accessory
CLXP3NL4 | CLXP3NL4 | CL Series | PLT LGT RED&GRN 480V | Look comments | Look comments | Starter accessory
CLXP3NL5 | CLXP3NL5 | CL Series | PLT LGT RED&GRN 600V | Look comments | Look comments | Starter accessory
CLXP3NL7 | CLXP3NL7 | CL Series | PLT LGT RED&GRN 277V | Look comments | Look comments | Starter accessory
CLXP3RC | CLXP3RC | CL Series | FORWARD-OFF-REVERSE PUSH BUTTON | Look comments | Look comments | Starter accessory
CLXP4NC | CLXP4NC | CL Series | START-STOP MUSHROOM NON-REVR | Look comments | Look comments | Starter accessory
CLXR11 | CLXR11 | CL Series | RESET KIT FOR NEMA1 CL STARTERS | Look comments | KPR3-104B | Starter accessory
CLXR12 | CLXR12 | CL Series | RESET KIT FOR NEMA1 CL REV+Y-D | Look comments | Look comments | Starter accessory
CLXR21 | CLXR21 | CL Series | RESET KIT FOR TYPE4 3R/12 CL ENCL. | Look comments | KPR3-104B
CLXR35 | CLXR35 | CL Series | DIN RAIL- 35MM WIDE X 1 METER LONG | Look comments | PR3
CSCN12A3115 | CSCN12A3115 | CL Series - CSCN | - | Look comments | UA16-30-10RA 220...230V 50Hz / 230...240V 60Hz
CSCN16A3115 | CSCN16A3115 | CL Series - CSCN | - | Look comments | UA26-30-10RA 220...230V 50Hz / 230...240V 60Hz
CSCN20A3215 | CSCN20A3215 | CL Series - CSCN | - | Look comments | UA26-30-10RA 220...230V 50Hz / 230...240V 60Hz
CSCN25A3215 | CSCN25A3215 | CL Series - CSCN | - | Look comments | UA30-30-10RA 220...230V 50Hz / 230...240V 60Hz
CSCN45A3115 | CSCN45A3115 | CL Series - CSCN | - | Look comments | UA63-30-00RA 220-230V 50Hz / 230-240V 60Hz
CSCN55A3115 | CSCN55A3115 | CL Series - CSCN | - | Look comments | UA95-30-00RA 220...230V 50Hz / 230...240V 60Hz
DB1AA | DB1AA | CR553 Series | COIL, 25-30A 2-3 POLE | Look comments | Look comments | No Coil Spare part available
DB1AB | DB1AB | CR553 Series | COIL, 25-30A 2-3 POLE | Look comments | Look comments | No Coil Spare part available
DB1AC | DB1AC | CR553 Series | COIL, 25-30A 2-3 POLE | Look comments | Look comments | No Coil Spare part available
DB1AD | DB1AD | CR553 Series | COIL, 25-30A 2-3 POLE | Look comments | Look comments | No Coil Spare part available
DB1AF | DB1AF | CR553 Series | COIL, 25-30A 2-3 POLE | Look comments | Look comments | No Coil Spare part available
DB1AH | DB1AH | CR553 Series | COIL, 25-30A 2-3 POLE | Look comments | Look comments | No Coil Spare part available
DB3AA | DB3AA | CR553 Series | COIL, 40A 2-3 POLE, 25-40A 4P | Look comments | Look comments | No Coil Spare part available
DB3AB | DB3AB | CR553 Series | COIL, 40A 2-3 POLE, 25-40A 4P | Look comments | Look comments | No Coil Spare part available
DB3AC | DB3AC | CR553 Series | COIL, 40A 2-3 POLE, 25-40A 4P | Look comments | Look comments | No Coil Spare part available
DB3AF | DB3AF | CR553 Series | COIL, 40A 2-3 POLE, 25-40A 4P | Look comments | Look comments | No Coil Spare part available
DB3AH | DB3AH | CR553 Series | COIL, 40A 2-3 POLE, 25-40A 4P | Look comments | Look comments | No Coil Spare part available
GP21EA006A | GP21EA006A | Contactors + MMS | INT1 W/MC1 24VAC COIL HI 1-1.6A | Look comments | Look comments | Starter: buy the components as spare parts
GP21FA006A | GP21FA006A | Contactors + MMS | NON REVERSING STARTER | Look comments | Look comments | Starter: buy the components as spare parts
GP21FA00JA | GP21FA00JA | Contactors + MMS | INT1 W/CL00 120VAC COIL HI 1-1.6A | Look comments | Look comments | Starter: buy the components as spare parts
GP21GA006A | GP21GA006A | Contactors + MMS | INT1W/CL00230VACCOILHI1.6-2.5A | Look comments | Look comments | Starter: buy the components as spare parts
GP21GA00JA | GP21GA00JA | Contactors + MMS | INT1 W/CL00 120VAC COIL HI 1.6-2.5A | Look comments | Look comments | Starter: buy the components as spare parts
GP21HA006A | GP21HA006A | Contactors + MMS | INT1W/CL00230VACCOILHI2.5-4.0A | Look comments | Look comments | Starter: buy the components as spare parts
GP21HA00JA | GP21HA00JA | Contactors + MMS | INT1 W/CL00 120VAC COIL HI 2.5-4A | Look comments | Look comments | Starter: buy the components as spare parts
GP21HA00JH | GP21HA00JH | Contactors + MMS | INT1 W/CL00 | Look comments | Look comments | Starter: buy the components as spare parts
GP21JA006A | GP21JA006A | Contactors + MMS | INT1W/CL00230VACCOILHI4.0-6.3A | Look comments | Look comments | Starter: buy the components as spare parts
GP21JA00JA | GP21JA00JA | Contactors + MMS | INT1 W/CL00 120VAC COIL HI 4-6.3A | Look comments | Look comments | Starter: buy the components as spare parts
GP21JA00SA | GP21JA00SA | Contactors + MMS | INT1 W/CL00 120VAC COIL HI 4-6.3A | Look comments | Look comments | Starter: buy the components as spare parts
GP21KAM1JA | GP21KAM1JA | Contactors + MMS | INT1 W/MC1 120VAC COIL HI 6.3-10A | Look comments | Look comments | Starter: buy the components as spare parts
GP21NA25JA | GP21NA25JA | Contactors + MMS | INT1 W/CL25 120VAC COIL HI 14-20A | Look comments | Look comments | Starter: buy the components as spare parts
GP21PA04JA | GP21PA04JA | Contactors + MMS | INT1 W/CL04 120VAC COIL HI 19-25A | Look comments | Look comments | Starter: buy the components as spare parts
GP21RA04JA | GP21RA04JA | Contactors + MMS | INT1 W/CL04 120VAC COIL HI 24-32A | Look comments | Look comments | Starter: buy the components as spare parts
GP22NA04JA | GP22NA04JA | Contactors + MMS | INT2 W/CL04 120VAC COIL HI 14-20A | Look comments | Look comments | Starter: buy the components as spare parts
GP22PA04JA | GP22PA04JA | Contactors + MMS | INT2 W/CL04 120VAC COIL HI 19-25A | Look comments | Look comments | Starter: buy the components as spare parts
GP22SA45JA | GP22SA45JA | Contactors + MMS | INT2 W/CL45 120VAC COIL HI 28-40A | Look comments | Look comments | Starter: buy the components as spare parts
GP22TA06JA | GP22TA06JA | Contactors + MMS | INT2 W/CL06 120VAC COIL HI 35-50A | Look comments | Look comments | Starter: buy the components as spare parts
GP22UA07JA | GP22UA07JA | Contactors + MMS | INT2 W/CL07 120VAC COIL HI 45-63A | Look comments | Look comments | Starter: buy the components as spare parts
GP22UA07JA1AA | GP22UA07JA1AA | Contactors + MMS | INT2 W/CL07 120AC TYP1 HI 45-63A | Look comments | Look comments | Starter: buy the components as spare parts
GP23FA00JA | GP23FA00JA | Contactors + MMS | INT W/CL00 120VAC COIL STD 1-1.6A | Look comments | Look comments | Starter: buy the components as spare parts
GP23JA00JA | GP23JA00JA | Contactors + MMS | INT W/CL00 120VAC COIL STD 4-6.3A | Look comments | Look comments | Starter: buy the components as spare parts
GP23JAM1JA | GP23JAM1JA | Contactors + MMS | INT W/MC1 120VAC COIL STD 4-6.3A | Look comments | Look comments | Starter: buy the components as spare parts
GP23LA01JA | GP23LA01JA | Contactors + MMS | INT W/CL01 120VAC COIL STD 9-13A | Look comments | Look comments | Starter: buy the components as spare parts
GP26FA00JA | GP26FA00JA | Contactors + MMS | SURION ASSEMBLED CONTROLLERS | Look comments | Look comments | Starter: buy the components as spare parts
GP26GA00JA | GP26GA00JA | Contactors + MMS | INT1 W/MC1 AMP RANGE 1.6-2.5 | Look comments | Look comments | Starter: buy the components as spare parts
GP26HA00JA | GP26HA00JA | Contactors + MMS | INT1 W/MC1 AMP RANGE 2.5-4.0 | Look comments | Look comments | Starter: buy the components as spare parts
GP26JA00JA | GP26JA00JA | Contactors + MMS | INT1 W/CL00 BASE 120VAC HI BK4-6.3A | Look comments | Look comments | Starter: buy the components as spare parts
GP26KA00JA | GP26KA00JA | Contactors + MMS | INT1 W/MC1 AMP RANGE 6.3-10.0 | Look comments | Look comments | Starter: buy the components as spare parts
GP26LA01JA | GP26LA01JA | Contactors + MMS | INT1 W/CL01 120VAC COIL HI 9-13A | Look comments | Look comments | Starter: buy the components as spare parts
GP26MA02JA | GP26MA02JA | Contactors + MMS | INT1 W/CL02 120VAC COIL HI 11-16A | Look comments | Look comments | Starter: buy the components as spare parts
GP26NA25JA | GP26NA25JA | Contactors + MMS | NON REV AC CONTROL STARTER | Look comments | Look comments | Starter: buy the components as spare parts
GP26PA04JA7BN | GP26PA04JA7BN | Contactors + MMS | INT1 W/CL04 24AC TYP1 HI 19-25A | Look comments | Look comments | Starter: buy the components as spare parts
GP26RA04JA7BN | GP26RA04JA7BN | Contactors + MMS | INT1 CL04 208AC TYP3R/12 HI 24-32A | Look comments | Look comments | Starter: buy the components as spare parts
GP31DAM1BA | GP31DAM1BA | Contactors + MMS | INT1 W/MC1 12VDC COIL HI .4-.63A | Look comments | Look comments | Starter: buy the components as spare parts
GP31FA00DA | GP31FA00DA | Contactors + MMS | INT1 W/CL00 24VDC COIL HI 1-1.6A | Look comments | Look comments | Starter: buy the components as spare parts
GP31GAM1BA | GP31GAM1BA | Contactors + MMS | INT1 W/MC1 12VDC COIL HI 1.6-2.5A | Look comments | Look comments | Starter: buy the components as spare parts
GP31HAM1LA | GP31HAM1LA | Contactors + MMS | INT1 W/MC1 125VDC COIL HI 2.5-4A | Look comments | Look comments | Starter: buy the components as spare parts
GP31JA00DA | GP31JA00DA | Contactors + MMS | INT1 W/CL00 24VDC COIL HI 4-6.3A | Look comments | Look comments | Starter: buy the components as spare parts
GP31KA00DA | GP31KA00DA | Contactors + MMS | INT1 W/CL00 24VDC COIL HI 6.3-10A | Look comments | Look comments | Starter: buy the components as spare parts
GP31KA00DB | GP31KA00DB | Contactors + MMS | INT1 W/CL00 24VDC COIL HI 6.3-10A | Look comments | Look comments | Starter: buy the components as spare parts
GP31MA02DB | GP31MA02DB | Contactors + MMS | INT1 W/CL02 24VDC COIL HI 11-16A | Look comments | Look comments | Starter: buy the components as spare parts
GP31RA04DA | GP31RA04DA | Contactors + MMS | INT1 W/CL04 24VDC COIL HI 24-32A | Look comments | Look comments | Starter: buy the components as spare parts
GP32SA45DA | GP32SA45DA | Contactors + MMS | INT2 W/CL45 24VDC COIL HI 28-40A | Look comments | Look comments | Starter: buy the components as spare parts
GP33FA00DB | GP33FA00DB | Contactors + MMS | INT 24VDC COIL STD 1-1.6A | Look comments | Look comments | Starter: buy the components as spare parts
GP33GA00DB | GP33GA00DB | Contactors + MMS | INT W/CL00 24VDC COIL STD 1.6-2.5A | Look comments | Look comments | Starter: buy the components as spare parts
GP33HA00DF | GP33HA00DF | Contactors + MMS | INT W/CL00 24VDC COIL STD 2.5-4.0A | Look comments | Look comments | Starter: buy the components as spare parts
GP33HAM1DA | GP33HAM1DA | Contactors + MMS | INT W/MC1 24VDC COIL STD 2.5-4A | Look comments | Look comments | Starter: buy the components as spare parts
GP33JA00DF | GP33JA00DF | Contactors + MMS | INT W/CL00 24VDC COIL STD 4.0-6.3A | Look comments | Look comments | Starter: buy the components as spare parts
GP33KA00DB | GP33KA00DB | Contactors + MMS | INT 24VDC COIL STD 6.3-10.0A | Look comments | Look comments | Starter: buy the components as spare parts
GP33KA00DF | GP33KA00DF | Contactors + MMS | INT 24V COIL STD 6.3-10.0A | Look comments | Look comments | Starter: buy the components as spare parts
GP33KAM1DA | GP33KAM1DA | Contactors + MMS | INT W/MC1 24VDC COIL STD 6.3-10A | Look comments | Look comments | Starter: buy the components as spare parts
GP33LA01DB | GP33LA01DB | Contactors + MMS | INT 24VDC COIL STD 9.0-13.0A | Look comments | Look comments | Starter: buy the components as spare parts
GP33LA01DF | GP33LA01DF | Contactors + MMS | INT 24VDC COIL STD 9.0-13.0A | Look comments | Look comments | Starter: buy the components as spare parts
GPA1HAB | GPA1HAB | Surion | MMS EXTRNAL OPERATOR BLACK FOR GPS1 | Look comments | MSHD-LB
GPA2HAB | GPA2HAB | Surion | MMS EXTRNAL OPERATOR BLACK FOR GPS2 | Look comments | MSHD-LTB
GPAC01FBA | GPAC01FBA | Surion | MMS INT AUX 1NC | Look comments | HKF1-01 Aux.-contact for front mounting
GPAC02LRA | GPAC02LRA | Surion | MMS RIGHT AUX 2NC | Look comments | HK1-02 Aux.-contact
GPAC10FBA | GPAC10FBA | Surion | MMS INT AUX 1NO | Look comments | HKF1-10 Aux.-contact for front mounting
GPAC11LRA | GPAC11LRA | Surion | MMS RIGHT AUX 1NO+1NC | Look comments | HK1-11 Aux.-contact
GPAC20LRA | GPAC20LRA | Surion | MMS RIGHT AUX 2NO | Look comments | HK1-20 Aux.-contact
GPAD0101LLA | GPAD0101LLA | Surion | MMS LEFT 1NC ALM+1NC AUX | Look comments | SK1-02 Signal contact
GPAD0110LLA | GPAD0110LLA | Surion | MMS LEFT 1NC ALM+1NO AUX | Look comments | SK1-11 Signal contact
GPAD1001LLA | GPAD1001LLA | Surion | MMS LEFT 1NO ALM+1NC AUX | Look comments | SK1-11 Signal contact
GPAD1010LLA | GPAD1010LLA | Surion | MMS LEFT 1NO ALM+1NO AUX | Look comments | SK1-20 Signal contact
GPAE11LLA | GPAE11LLA | Surion | MMS LEFT SHORT CKT ALM 1NO+1NC | Look comments | CK1-11 Short-Circuit Signal Contact 2 NO
GPASLRADD | GPASLRADD | Surion | MMS SHUNT 24-60VDC | Look comments | AA1-24 Shunt Trip 20-24V
GPB1B04A | GPB1B04A | Surion | MMS | Look comments | PS1-4-0-65
GPB1FA | GPB1FA | Surion | FEED TERMINAL GPB1 BUS BAR | Look comments | S1-M3-25
GPEM1CC | GPEM1CC | Surion | METAL ENCL COMBO TYPE 1 | Look comments | Look comments | Mounted starter; buy spare parts separately
GPEM1CD | GPEM1CD | Surion | METAL ENCL COMBO TYPE 1 CL04 | Look comments | Look comments | Mounted starter; buy spare parts separately
GPEM1NA | GPEM1NA | Surion | METAL ENCL GPS1 MANUAL TYPE 1 | Look comments | Look comments | Mounted starter; buy spare parts separately
GPEM1XA | GPEM1XA | Surion | METAL ENCL REV/CPT TYPE 1 CL04 | Look comments | Look comments | Mounted starter; buy spare parts separately
GPEM2NC | GPEM2NC | Surion | METAL ENCL MANUAL TYPE 3R/12 | Look comments | Look comments | Mounted starter; buy spare parts separately
GPEM2XA | GPEM2XA | Surion | METAL ENCL REV/CPT TYPE 3R/12 CL04 | Look comments | Look comments | Mounted starter; buy spare parts separately
GPES55A | GPES55A | Surion | ENCL 12/3R SURFACE MT FOR GPS1BSA* | Look comments | IB132-G
GPF1L02AA | GPF1L02AA | Surion | LINK GPS1 - CL00-2 AC CONTACTORS | Look comments | BEA16-4
GPF1L25AA | GPF1L25AA | Surion | LINK GPS1 - CL25 AC CONTACTORS | Look comments | BEA38-4
GPS1BHAC | GPS1BHAC | Surion | MMS HIGH BK 0.25 - 0.4 AMPS | Look comments | MS132-0.4
GPS1BHAD | GPS1BHAD | Surion | MMS HIGH BK 0.4 - 0.63 AMPS | Look comments | MS132-0.63
GPS1BHAE | GPS1BHAE | Surion | MMS HIGH BK 0.63 - 1.0AMPS | Look comments | MS132-1.0
GPS1BHAF | GPS1BHAF | Surion | MANUAL MOTOR STARTER 1-1 | Look comments | MS132-1.6
GPS1BHAG | GPS1BHAG | Surion | MS HIGH BK 1.6 - 2.5 AMPS | Look comments | MS132-2.5
GPS1BHAH | GPS1BHAH | Surion | MANUAL MOTOR STARTER2.5-4 | Look comments | MS132-4.0
GPS1BHAJ | GPS1BHAJ | Surion | MMS HIGH BK 4 - 6.3 AMPS | Look comments | MS132-6.3
GPS1BHAK | GPS1BHAK | Surion | MANUAL MOTOR STARTER 6.3 | Look comments | MS132-10
GPS1BHAL | GPS1BHAL | Surion | MMS HIGH BK 9 - 13 AMPS | Look comments | MS132-12
GPS1BHAM | GPS1BHAM | Surion | MMS HIGH BK 11 - 16 AMPS | Look comments | MS132-16
GPS1BHAN | GPS1BHAN | Surion | MMS HIGH BK 14 - 20 AMPS | Look comments | MS132-20
GPS1BHAP | GPS1BHAP | Surion | MMS HIGH BK 19 - 25 AMPS | Look comments | MS132-25
GPS1BHAR | GPS1BHAR | Surion | MMS HIGH BK 24 - 32 AMPS | Look comments | MS132-32
GPS1BSAB | GPS1BSAB | Surion | MMS STD BK 0.16 - 0.25 AMPS | Look comments | MS116-0.25 | Use MS165-32 1SAM451000R1014 for higher Icu/Ics
GPS1BSAB | GPS1BSAB | Surion | MMS STD BK 0.16 - 0.25 AMPS | Look comments | MS165-32
GPS1BSAD | GPS1BSAD | Surion | MMS STD BK 0.4 - 0.63 AMPS | Look comments | MS116-0.63 | Use MS132-0.25 1SAM350000R1002 for higher Icu/Ics
GPS1BSAD | GPS1BSAD | Surion | MMS STD BK 0.4 - 0.63 AMPS | Look comments | MS132-0.25
GPS1BSAE | GPS1BSAE | Surion | MMS STD BK 0.63 - 1.0 AMPS | Look comments | MS116-1.0 | Use MS132-0.63 1SAM350000R1004 for higher Icu/Ics
GPS1BSAE | GPS1BSAE | Surion | MMS STD BK 0.63 - 1.0 AMPS | Look comments | MS132-0.63
GPS1BSAF | GPS1BSAF | Surion | MMS STD BK 1 - 1.6 AMPS | Look comments | MS116-1.6 | Use MS132-1.0 1SAM350000R1005 for higher Icu/Ics
GPS1BSAF | GPS1BSAF | Surion | MMS STD BK 1 - 1.6 AMPS | Look comments | MS132-1.0
GPS1BSAG | GPS1BSAG | Surion | GPS1BHAJ | Look comments | MS116-2.5 | Use MS132-1.6 1SAM350000R1006 for higher Icu/Ics
GPS1BSAG | GPS1BSAG | Surion | GPS1BHAJ | Look comments | MS132-1.6
GPS1BSAH | GPS1BSAH | Surion | MMS STD BK 2.5 - 4 AMPS | Look comments | MS116-4.0 | Use MS132-4.0 1SAM350000R1008 for higher Icu/Ics
GPS1BSAH | GPS1BSAH | Surion | MMS STD BK 2.5 - 4 AMPS | Look comments | MS116-2.5
GPS1BSAJ | GPS1BSAJ | Surion | MMS T+M PROT. 4-6,3 STAN | Look comments | MS116-6.3 | Use MS132-4.0 1SAM350000R1008 for higher Icu/Ics
GPS1BSAJ | GPS1BSAJ | Surion | MMS T+M PROT. 4-6,3 STAN | Look comments | MS132-4.0
GPS1BSAK | GPS1BSAK | Surion | MMS STD BK 6.3 - 10 AMPS | Look comments | MS116-10 | Use MS132-6.3 1SAM350000R1009 for higher Icu/Ics
GPS1BSAK | GPS1BSAK | Surion | MMS STD BK 6.3 - 10 AMPS | Look comments | MS132-6.3
GPS1BSAL | GPS1BSAL | Surion | MMS STD BK 9 - 13 AMPS | Look comments | MS116-12 | Use MS132-10 1SAM350000R1010 for higher Icu/Ics
GPS1BSAL | GPS1BSAL | Surion | MMS STD BK 9 - 13 AMPS | Look comments | MS132-10
GPS1BSAM | GPS1BSAM | Surion | MMS STD BK 11 - 16 AMPS | Look comments | MS116-16 | Use MS132-12 1SAM350000R1012 for higher Icu/Ics
GPS1BSAM | GPS1BSAM | Surion | MMS STD BK 11 - 16 AMPS | Look comments | MS132-12
GPS1BSAN | GPS1BSAN | Surion | MMS STD BK 14 - 20 AMPS | Look comments | MS116-20 | Use MS132-16 1SAM350000R1011 for higher Icu/Ics
GPS1BSAN | GPS1BSAN | Surion | MMS STD BK 14 - 20 AMPS | Look comments | MS132-16
GPS1BSAP | GPS1BSAP | Surion | MMS STD BK 19 - 25 AMPS | Look comments | MS116-25 | Use MS132-20 1SAM350000R1013 for higher Icu/Ics
GPS1BSAP | GPS1BSAP | Surion | MMS STD BK 19 - 25 AMPS | Look comments | MS132-20
GPS1BSAR | GPS1BSAR | Surion | MMS STD BK 24 - 32 AMPS | Look comments | MS116-32 | Use MS132-25 1SAM350000R1014 for higher Icu/Ics
GPS1BSAR | GPS1BSAR | Surion | MMS STD BK 24 - 32 AMPS | Look comments | MS132-25
GPS1MHAD | GPS1MHAD | Surion | DISJUNTOR MOTOR SOMENTE MAGNETICO 3P - 0~63A - 400VCA - 100KA | Look comments | MO132-0.63
GPS1MHAE | GPS1MHAE | Surion | - | Look comments | MO132-1.0
GPS1MHAF | GPS1MHAF | Surion | - | Look comments | MO132-1.6
GPS1MHAK | GPS1MHAK | Surion | - | Look comments | MO132-10
GPS1MHAL | GPS1MHAL | Surion | - | Look comments | MO132-12
GPS1MHAR | GPS1MHAR | Surion | - | Look comments | MO132-32
GPS1MSAE | GPS1MSAE | Surion | - | Look comments | MO132-1.0
GPS1MSAF | GPS1MSAF | Surion | 1.6A MAGNETIC MMS @ 400VAC | Look comments | MO132-1.6
GPS1MSAH | GPS1MSAH | Surion | 4 MAGNETIC MMS @ 400VAC | Look comments | MO132-4.0
GPS1MSAK | GPS1MSAK | Surion | 10A MAGNETIC MMS @ 400VAC | Look comments | MO132-10
GPS2BHAS | GPS2BHAS | Surion | MMS HIGH BK 28 - 40 AMPS | Look comments | MS165-42
GPS2BHAT | GPS2BHAT | Surion | MMS HIGH BK 35 - 50 AMPS | Look comments | MS165-54
GPS2BHAU | GPS2BHAU | Surion | MMS HIGH BK 45 - 63 AMPS | Look comments | MS165-65
GPS2BSAN | GPS2BSAN | Surion | MMS STD BK 14 - 20 AMPS | Look comments | MS165-20
GPS2BSAS | GPS2BSAS | Surion | MMS STD BK 28 - 40 AMPS | Look comments | MS165-42
GPS2BSAT | GPS2BSAT | Surion | MMS STD BK 35 - 50 AMPS | Look comments | MS165-54
GPS2BSAU | GPS2BSAU | Surion | MMS STD BK 45 - 63 AMPS | Look comments | MS165-65
GPS2MHAN | GPS2MHAN | Surion | DISJUNTOR MOTOR SOMENTE MAGNETICO 3P - 20A - 400VCA - 50KA | Look comments | MO165-20
GPS2MHAP | GPS2MHAP | Surion | - | Look comments | MO165-25
GPS2MHAS | GPS2MHAS | Surion | - | Look comments | MO165-42
GPS2MHAT | GPS2MHAT | Surion | - | Look comments | MO165-54
KAC08CJWE | KAC08CJWE | CK Series | IEC STARTER 125HP@480V OPEN | Look comments | Look comments | Mounted starter; buy spare parts separately
KAC75CJWD | KAC75CJWD | CK Series | MAGNETIC STARTER 100HP@ 460V | Look comments | Look comments | Mounted starter; buy spare parts separately
KAC95BJWPB | KAC95BJWPB | CK Series | 250 HP STARTER 120VAC / DC COIL | Look comments | Look comments | Mounted starter; buy spare parts separately
KAR12BJ | KAR12BJ | CK Series | 500HP REVERSER 120VAC/DC COIL | Look comments | Look comments | Mounted starter; buy spare parts separately
KAR95BJ | KAR95BJ | CK Series | 250HP REVERSER 120VAC/DC COIL | Look comments | Look comments | Mounted starter; buy spare parts separately
KAR95BJWZ | KAR95BJWZ | CK Series | 250HP REV STARTER 120VAC/DC COIL | Look comments | Look comments | Mounted starter; buy spare parts separately
LAC01A1WMA1W001 | LAC01A1WMA1W001 | CL Series | MAG STARTER | Look comments | Look comments | Mounted starter; buy spare parts separately
LAC07AJWG | LAC07AJWG | CL Series | 40HP STARTER 120V 60HZ COIL | Look comments | Look comments | Mounted starter; buy spare parts separately
LAC10AJWJ | LAC10AJWJ | CL Series | 75HP STARTER 120V 60HZ COIL | Look comments | Look comments | Mounted starter; buy spare parts separately
LAC10AJWM | LAC10AJWM | CL Series | 75HP STARTER 120V 60HZ COIL | Look comments | Look comments | Mounted starter; buy spare parts separately
LAC45AJWW | LAC45AJWW | CL Series | 25HP STARTER 120V 60HZ COIL | Look comments | Look comments | Mounted starter; buy spare parts separately
LAR00A1 | LAR00A1 | CL Series | 5HP REVERSER24V 60HZ COIL | Look comments | Look comments | Mounted starter; buy spare parts separately
LAR00AD | LAR00AD | CL Series | 5HP REVERSER 24V 50HZ COIL | Look comments | Look comments | Mounted starter; buy spare parts separately
LAR00AJ | LAR00AJ | CL Series | 5HP REVERSER 120V 60HZ COIL | Look comments | Look comments | Mounted starter; buy spare parts separately
LAR00AU | LAR00AU | CL Series | 5HP REVERSER 480V 60HZ COIL | Look comments | Look comments | Mounted starter; buy spare parts separately
LAR01AJ | LAR01AJ | CL Series | 7.5HP REVERSER 120V 60HZ COIL | Look comments | Look comments | Mounted starter; buy spare parts separately
LAR01AL | LAR01AL | CL Series | 7.5HP REVERSER 208V 60HZ COIL | Look comments | Look comments | Mounted starter; buy spare parts separately
LAR01AU | LAR01AU | CL Series | 7.5HP REVERSER 480V 60HZ COIL | Look comments | Look comments | Mounted starter; buy spare parts separately
LAR02AJ | LAR02AJ | CL Series | 10HP REVERSER 120V 60HZ COIL | Look comments | Look comments | Mounted starter; buy spare parts separately
LAR02AL | LAR02AL | CL Series | 10HP REVERSER 208V 60HZ COIL | Look comments | Look comments | Mounted starter; buy spare parts separately
LAR02AU | LAR02AU | CL Series | 10HP REVERSER 480V 60HZ COIL | Look comments | Look comments | Mounted starter; buy spare parts separately
LAR04AJ | LAR04AJ | CL Series | 20HP REVERSER 120V 60HZ COIL | Look comments | Look comments | Mounted starter; buy spare parts separately
LAR04AS | LAR04AS | CL Series | 20HP REVERSER 240V 60HZ COIL | Look comments | Look comments | Mounted starter; buy spare parts separately
LAR04AU | LAR04AU | CL Series | 20HP REVERSER 480V 60HZ COIL | Look comments | Look comments | Mounted starter; buy spare parts separately
LAR06AJ | LAR06AJ | CL Series | 30HP REVERSER 120V 60HZ COIL | Look comments | Look comments | Mounted starter; buy spare parts separately
LAR06AJS | LAR06AJS | CL Series | 30HP REVERSER 120V 60HZ COIL | Look comments | Look comments | Mounted starter; buy spare parts separately
LAR06AS | LAR06AS | CL Series | 30HP REVERSER 240V 60HZ COIL | Look comments | Look comments | Mounted starter; buy spare parts separately
LAR07AJ | LAR07AJ | CL Series | 40HP REVERSER 120V 60HZ COIL | Look comments | Look comments | Mounted starter; buy spare parts separately
LAR08AJ | LAR08AJ | CL Series | 50HP REVERSER 120V 60HZ COIL | Look comments | Look comments | Mounted starter; buy spare parts separately
LAR09AJ | LAR09AJ | CL Series | 60HP REVERSER 120V 60HZ COIL | Look comments | Look comments | Mounted starter; buy spare parts separately
LAR09AJS | LAR09AJS | CL Series | 60HP REVERSER 120V 60HZ COIL | Look comments | Look comments | Mounted starter; buy spare parts separately
LAR10AJ | LAR10AJ | CL Series | 75HP REVERSER 120V 60HZ COIL | Look comments | Look comments | Mounted starter; buy spare parts separately
LAR10AJS | LAR10AJS | CL Series | 75HP REVERSER 120V 60HZ COIL | Look comments | Look comments | Mounted starter; buy spare parts separately
LAR25A1 | LAR25A1 | CL Series | 15HP REVERSER24V 60HZ COIL | Look comments | Look comments | Mounted starter; buy spare parts separately
LAR25AJ | LAR25AJ | CL Series | 15HP REVERSER 120V 60HZ COIL | Look comments | Look comments | Mounted starter; buy spare parts separately
LAR25AJS | LAR25AJS | CL Series | 15HP REVERSER 120V 60HZ COIL | Look comments | Look comments | Mounted starter; buy spare parts separately
LAR25ALS | LAR25ALS | CL Series | 15HP REVERSER 208V 60HZ COIL | Look comments | Look comments | Mounted starter; buy spare parts separately
LAR45AJ | LAR45AJ | CL Series | 25HP REVERSER 120V 60HZ COIL | Look comments | Look comments | Mounted starter; buy spare parts separately
LDR00AD | LDR00AD | CL Series | 5HP REVERSER 24VDC COIL | Look comments | Look comments | Mounted starter; buy spare parts separately
LDR01AD | LDR01AD | CL Series | 7.5HP REVERSER 24VDC COIL | Look comments | Look comments | Mounted starter; buy spare parts separately
LDR02AD | LDR02AD | CL Series | 10HP REVERSER 24VDC COIL | Look comments | Look comments | Mounted starter; buy spare parts separately
LDR04AD | LDR04AD | CL Series | 20HP REVERSER 24VDC COIL | Look comments | Look comments | Mounted starter; buy spare parts separately
LDR25AD | LDR25AD | CL Series | 15HP REVERSER 24VDC COIL | Look comments | Look comments | Mounted starter; buy spare parts separately
RL4RA022T4 | RL4RA022T4 | CL Series - RELAY | CONTROL RELAY 2NO-2NC 120V 50/60HZ | Look comments | NF22E-13
RL4RA022T5 | RL4RA022T5 | CL Series - RELAY | RELAY 2NO & 2NC 220V 50/60HZ COIL | Look comments | NF22E-13
RL4RA022T6 | RL4RA022T6 | CL Series - RELAY | RELAY 2NO/2NC 277V 60/220V50HZ COIL | Look comments | NF22E-13
RL4RA022TF | RL4RA022TF | CL Series - RELAY | RELAY 2NO/2NC 48V 60HZ 42V50HZ COIL | Look comments | NF22E-11
RL4RA022TN | RL4RA022TN | CL Series - RELAY | RELAY 2NO/2NC 277V 60/220V50HZ COIL | Look comments | NF22E-14
RL4RA031T3 | RL4RA031T3 | CL Series - RELAY | RELAY | Look comments | NF31E-13
RL4RA031T5 | RL4RA031T5 | CL Series - RELAY | - | Look comments | NF31E-13
RL4RA031TS | RL4RA031TS | CL Series - RELAY | RELAY 3NO/1NC 240V 60 HZ COIL | Look comments | NF31E-13
RL4RA040T5 | RL4RA040T5 | CL Series - RELAY | - | Look comments | NF40E-13
RL4RA040T6 | RL4RA040T6 | CL Series - RELAY | CONTATOR AUX 20A 230VAC 4NA | Look comments | NF40E-13
RL4RA040TS | RL4RA040TS | CL Series - RELAY | RELAY 4NO 240V 60 HZ COIL | Look comments | NF40E-13
RL4RD022TD | RL4RD022TD | CL Series - RELAY | RELAY 2NO/2NC 24VDC COIL | Look comments | NF22E-11 | Use NFZ22E-21 1SBH136001R2122 for low inrush current
RL4RD022TD | RL4RD022TD | CL Series - RELAY | RELAY 2NO/2NC 24VDC COIL | Look comments | NFZ22E-21
RL4RD022TG | RL4RD022TG | CL Series - RELAY | RELAY 2NO/2NC 48VDC COIL | Look comments | NF22E-12 | Use NFZ22E-22 1SBH136001R2222 for low inrush current
RL4RD022TG | RL4RD022TG | CL Series - RELAY | RELAY 2NO/2NC 48VDC COIL | Look comments | NFZ22E-22
RL4RD022TJ | RL4RD022TJ | CL Series - RELAY | RELAY 2NO/2NC 110VDC COIL | Look comments | NF22E-13 | Use NFZ22E-23 1SBH136001R2322 for low inrush current
RL4RD022TJ | RL4RD022TJ | CL Series - RELAY | RELAY 2NO/2NC 110VDC COIL | Look comments | NFZ22E-23
RL4RD022TK | RL4RD022TK | CL Series - RELAY | RELAY 2NO/2NC 125VDC COIL | Look comments | NF22E-13 | Use NFZ22E-23 1SBH136001R2322 for low inrush current
RL4RD022TK | RL4RD022TK | CL Series - RELAY | RELAY 2NO/2NC 125VDC COIL | Look comments | NFZ22E-23
RL4RD022TN | RL4RD022TN | CL Series - RELAY | CONTATOR AUX 20A 220VCC 2NA+2NF | Look comments | NF22E-13 | Use NFZ22E-23 1SBH136001R2322 for low inrush current
RL4RD022TN | RL4RD022TN | CL Series - RELAY | CONTATOR AUX 20A 220VCC 2NA+2NF | Look comments | NFZ22E-23
RL4RD031TJ | RL4RD031TJ | CL Series - RELAY | RELAY 3NO/1NC 110VDC COIL | Look comments | NF31E-13 | Use NFZ31E-23 1SBH136001R2331 for low inrush current
RL4RD031TJ | RL4RD031TJ | CL Series - RELAY | RELAY 3NO/1NC 110VDC COIL | Look comments | NFZ31E-23
RL4RD031TN | RL4RD031TN | CL Series - RELAY | CONTATOR AUX 20A 220VCC 3NA+1NF | Look comments | NF31E-13 | Use NFZ31E-23 1SBH136001R2331 for low inrush current
RL4RD031TN | RL4RD031TN | CL Series - RELAY | CONTATOR AUX 20A 220VCC 3NA+1NF | Look comments | NFZ31E-23
RL4RD040TD | RL4RD040TD | CL Series - RELAY | C2000 CONTACTORS | Look comments | NF40E-11 | Use NFZ40E-21 1SBH136001R2140 for low inrush current
RL4RD040TD | RL4RD040TD | CL Series - RELAY | C2000 CONTACTORS | Look comments | NFZ40E-21
RL4RD040TJ | RL4RD040TJ | CL Series - RELAY | RELAY 4NO 110VDC COIL | Look comments | NF40E-13 | Use NFZ40E-23 1SBH136001R2340 for low inrush current
RL4RD040TJ | RL4RD040TJ | CL Series - RELAY | RELAY 4NO 110VDC COIL | Look comments | NFZ40E-23
RL4RD040TN | RL4RD040TN | CL Series - RELAY | RELAY | Look comments | NF40E-13 | Use NFZ40E-23 1SBH136001R2340 for low inrush current
RL4RD040TN | RL4RD040TN | CL Series - RELAY | RELAY | Look comments | NFZ40E-23
RMLFJ | RMLFJ | CL Series | MECH. LATCH 110-125 VOLTS | Look comments | WA4-13
TLICE1UD | TLICE1UD | M Series | 3HP REV-CONT 24V DC STD TERM 2NC | Look comments | Look comments | Mounted starter; buy spare parts separately
TLICE2UD | TLICE2UD | M Series | 5HP REV-CONT 24V DC STD TERM 2NC | Look comments | Look comments | Mounted starter; buy spare parts separately
TLICE2UL | TLICE2UL | M Series | 5HP REV-CONT 125V DC STD TERM 2NC | Look comments | Look comments | Mounted starter; buy spare parts separately
TLIE1TC | TLIE1TC | M Series | 3HP REV-CONT 24V AC STD TERM 2NO | Look comments | Look comments | Mounted starter; buy spare parts separately
TLIE1TJ | TLIE1TJ | M Series | 3HP REV-CONT 120V AC STD TERM 2NO | Look comments | Look comments | Mounted starter; buy spare parts separately
TLIE1TN | TLIE1TN | M Series | 3HP REV-CONT 240V AC STD TERM 2NO | Look comments | Look comments | Mounted starter; buy spare parts separately
TLIE1TW | TLIE1TW | M Series | 3HP REV-CONT 480V AC STD TERM 2NO | Look comments | Look comments | Mounted starter; buy spare parts separately
TLIE1UC | TLIE1UC | M Series | 3HP REV-CONT 24V AC STD TERM 2NC | Look comments | Look comments | Mounted starter; buy spare parts separately
TLIE1UD | TLIE1UD | M Series | 3HP REV-CONT 24V/50HZ STD TERM 2NC | Look comments | Look comments | Mounted starter; buy spare parts separately
TLIE1UJ | TLIE1UJ | M Series | 3HP REV-CONT 120V AC STD TERM 2NC | Look comments | Look comments | Mounted starter; buy spare parts separately
TLIE1UN | TLIE1UN | M Series | 3HP REV-CONT 240V AC STD TERM 2NC | Look comments | Look comments | Mounted starter; buy spare parts separately
TLIE1UW | TLIE1UW | M Series | 3HP REV-CONT 480V AC STD TERM 2NC | Look comments | Look comments | Mounted starter; buy spare parts separately
TLIE2TD | TLIE2TD | M Series | 5HP REV-CONT 24VAC | Look comments | Look comments | Mounted starter; buy spare parts separately
TLIE2TJ | TLIE2TJ | M Series | 5HP REV-CONT 120V AC STD TERM 2NO | Look comments | Look comments | Mounted starter; buy spare parts separately
TLIE2U1 | TLIE2U1 | M Series | 5HP REV-CONT 24V | Look comments | Look comments | Mounted starter; buy spare parts separately
TLIE2UC | TLIE2UC | M Series | 5HP REV-CONT 24V AC STD TERM 2NC | Look comments | Look comments | Mounted starter; buy spare parts separately
TLIE2UD | TLIE2UD | M Series | 5HP REV-CONT 110VAC 60HZ COIL | Look comments | Look comments | Mounted starter; buy spare parts separately
TLIE2UJ | TLIE2UJ | M Series | 5HP REV-CONT 120V AC STD TERM 2NC | Look comments | Look comments | Mounted starter; buy spare parts separately
TLIE2UM | TLIE2UM | M Series | 5HP REV-CONT 208V AC STD TERM 2NC | Look comments | Look comments | Mounted starter; buy spare parts separately
TLIE2UW | TLIE2UW | M Series | 5HP REV-CONT 480V AC STD TERM 2NC | Look comments | Look comments | Mounted starter; buy spare parts separately
185000